## BoQ
Line Item No. (1) | Description of Item (2) | Unit of Measurement (3) | Quantity (4) | Point of Delivery (5) | Period of Delivery (No. of Days) (6) | Tender Group (7) | Country of Origin (8) | CIP or CIF Price per Unit (Group B) (9) | Currency for CIF or CIP (Group B) (10) | Conversion Rate [In Nu.] (11) | CIP or CIF Place of Destination (Group B) (12) | Unit price Including Custom Duties, import VAT &amp; other import taxes [In Nu.] (Group C) (13) | Custom Duties, import VAT &amp; other import taxes [In Nu.] (Group C) (14) | CIF/CIP price per Line Item (Col. 4 * 9 * 11) [In Nu.] (Group B) (15) | Price per line item net of Custom Duties, import VAT &amp; other import taxes [In Nu.] (4*(13-14)) (Group C) (16) | Inland transportation, Insurance and other local costs for the delivery of the Goods to their final destination [In Nu.] (17) | VAT Payable on account of Supplier if the Contract is awarded [In Nu.] (18) | Amount per line item (15+16+17) (Group B and C) [In Nu.] (19)
PA User | [5 empty] | Bidder/Consultant | [7 empty] | Auto |  | Bidder/Consultant |  | Auto
Total | [17 empty] | 2308826.7
1.0 | Power cable 2-core armoured alluminium(Havells/Anchor/Finolex) | NA | 1.0 | Paro | 30.0 | Group C | INDIA | 0 | BTN | #REF! | 0 | 1 | 0 | 0 | 1 | 0 | 0 | 1
2.0 | a) 8sq.mm | mtrs | 1.0 | Paro | 30.0 | Group C | INDIA | 0 | BTN | #REF! | 0 | 155 | 0 | 0 | 155 | 0 | 0 | 155
3.0 | b) 10sqmm | mtrs | 1.0 | Paro | 30.0 | Group C | INDIA | 0 | BTN | #REF! | 0 | 168 | 0 | 0 | 168 | 0 | 0 | 168
4.0 | c) 16sq.mm | mtrs | 1.0 | Paro | 30.0 | Group C | INDIA | 0 | BTN | #REF! | 0 | 177 | 0 | 0 | 177 | 0 | 0 | 177
5.0 | Power cable 2-core armoured copper (Havells/Anchor/Finolex) | NA | 1.0 | Paro | 30.0 | Group C | INDIA | 0 | BTN | #REF! | 0 | 5 | 0 | 0 | 5 | 0 | 0 | 5
6.0 | a) 8 sq.mm | mtrs | 1.0 | Paro | 30.0 | Group C | INDIA | 0 | BTN | #REF! | 0 | 590 | 0 | 0 | 590 | 0 | 0 | 590
7.0 | b) 10sqmm | mtrs | 1.0 | Paro | 30.0 | Group C | INDIA | 0 | BTN | #REF! | 0 | 795 | 0 | 0 | 795 | 0 | 0 | 795
8.0 | c) 16sq.mm | mtrs | 1.0 | Paro | 30.0 | Group C | INDIA | 0 | BTN | #REF! | 0 | 815 | 0 | 0 | 815 | 0 | 0 | 815
9.0 | Power cable 4-core armoured alluminium(Havells/Anchor/Finolex) | NA | 1.0 | Paro | 30.0 | Group C | INDIA | 0 | BTN | #REF! | 0 | 0 | 0 | 0 | 0 | 0 | 0 | 0
10.0 | a) 10 sq.mm | mtrs | 1.0 | Paro | 30.0 | Group C | INDIA | 0 | BTN | #REF! | 0 | 245 | 0 | 0 | 245 | 0 | 0 | 245
11.0 | b) 16sq.mm | mtrs | 1.0 | Paro | 30.0 | Group C | INDIA | 0 | BTN | #REF! | 0 | 269 | 0 | 0 | 269 | 0 | 0 | 269
12.0 | c) 25sq.mm | mtrs | 1.0 | Paro | 30.0 | Group C | INDIA | 0 | BTN | #REF! | 0 | 329 | 0 | 0 | 329 | 0 | 0 | 329
13.0 | d)35sq.mm | mtrs | 1.0 | Paro | 30.0 | Group C | INDIA | 0 | BTN | #REF! | 0 | 439 | 0 | 0 | 439 | 0 | 0 | 439
14.0 | e)50sq.mm | mtrs | 1.0 | Paro | 30.0 | Group C | INDIA | 0 | BTN | #REF! | 0 | 549 | 0 | 0 | 549 | 0 | 0 | 549
15.0 | f)75sq.mm | mtrs | 1.0 | Paro | 30.0 | Group C | INDIA | 0 | BTN | #REF! | 0 | 719 | 0 | 0 | 719 | 0 | 0 | 719
16.0 | g)95sq.mm | mtrs | 1.0 | Paro | 30.0 | Group C | INDIA | 0 | BTN | #REF! | 0 | 999 | 0 | 0 | 999 | 0 | 0 | 999
17.0 | h)120sq.mm | mtrs | 1.0 | Paro | 30.0 | Group C | INDIA | 0 | BTN | #REF! | 0 | 1390 | 0 | 0 | 1390 | 0 | 0 | 1390
18.0 | i)150sq.mm | mtrs | 1.0 | Paro | 30.0 | Group C | INDIA | 0 | BTN | #REF! | 0 | 1590 | 0 | 0 | 1590 | 0 | 0 | 1590
19.0 | j)250sq.mm | mtrs | 1.0 | Paro | 30.0 | Group C | INDIA | 0 | BTN | #REF! | 0 | 2990 | 0 | 0 | 2990 | 0 | 0 | 2990
20.0 | k) 300sq.mm | mtrs | 1.0 | Paro | 30.0 | Group C | INDIA | 0 | BTN | #REF! | 0 | 3999 | 0 | 0 | 3999 | 0 | 0 | 3999
21.0 | Power cable 3-core armoured alluminium(Havells/Anchor/Finolex) | NA | 1.0 | Paro | 30.0 | Group C | INDIA | 0 | BTN | #REF! | 0 | 0 | 0 | 0 | 0 | 0 | 0 | 0
22.0 | a) 10 sq.mm | mtrs | 1.0 | Paro | 30.0 | Group C | INDIA | 0 | BTN | #REF! | 0 | 189 | 0 | 0 | 189 | 0 | 0 | 189
23.0 | b) 16sq.mm | mtrs | 1.0 | Paro | 30.0 | Group C | INDIA | 0 | BTN | #REF! | 0 | 279 | 0 | 0 | 279 | 0 | 0 | 279
24.0 | c) 25sq.mm | mtrs | 1.0 | Paro | 30.0 | Group C | INDIA | 0 | BTN | #REF! | 0 | 345 | 0 | 0 | 345 | 0 | 0 | 345
25.0 | d)35sq.mm | mtrs | 1.0 | Paro | 30.0 | Group C | INDIA | 0 | BTN | #REF! | 0 | 399 | 0 | 0 | 399 | 0 | 0 | 399
26.0 | e)50sq.mm | mtrs | 1.0 | Paro | 30.0 | Group C | INDIA | 0 | BTN | #REF! | 0 | 544 | 0 | 0 | 544 | 0 | 0 | 544
27.0 | Power cable 3-core armoured Copper (Havells/Anchor/Finolex) | NA | 1.0 | Paro | 30.0 | Group C | INDIA | 0 | BTN | #REF! | 0 | 0 | 0 | 0 | 0 | 0 | 0 | 0
28.0 | a) 10 sq.mm | mtrs | 1.0 | Paro | 30.0 | Group C | INDIA | 0 | BTN | #REF! | 0 | 889 | 0 | 0 | 889 | 0 | 0 | 889
29.0 | b) 16sq.mm | mtrs | 1.0 | Paro | 30.0 | Group C | INDIA | 0 | BTN | #REF! | 0 | 1699 | 0 | 0 | 1699 | 0 | 0 | 1699
30.0 | c) 25sq.mm | mtrs | 1.0 | Paro | 30.0 | Group C | INDIA | 0 | BTN | #REF! | 0 | 1899 | 0 | 0 | 1899 | 0 | 0 | 1899
31.0 | d)35sq.mm | mtrs | 1.0 | Paro | 30.0 | Group C | INDIA | 0 | BTN | #REF! | 0 | 2499 | 0 | 0 | 2499 | 0 | 0 | 2499
32.0 | e)50sq.mm | mtrs | 1.0 | Paro | 30.0 | Group C | INDIA | 0 | BTN | #REF! | 0 | 4500 | 0 | 0 | 4500 | 0 | 0 | 4500
33.0 | Power cable 4-core armoured Copper (Havells/Anchor/Finolex) | NA | 1.0 | Paro | 30.0 | Group C | INDIA | 0 | BTN | #REF! | 0 | 0 | 0 | 0 | 0 | 0 | 0 | 0
34.0 | a) 10 sq.mm | mtrs | 1.0 | Paro | 30.0 | Group C | INDIA | 0 | BTN | #REF! | 0 | 899 | 0 | 0 | 899 | 0 | 0 | 899
35.0 | b) 16sq.mm | mtrs | 1.0 | Paro | 30.0 | Group C | INDIA | 0 | BTN | #REF! | 0 | 1199 | 0 | 0 | 1199 | 0 | 0 | 1199
36.0 | c) 25sq.mm | mtrs | 1.0 | Paro | 30.0 | Group C | INDIA | 0 | BTN | #REF! | 0 | 1990 | 0 | 0 | 1990 | 0 | 0 | 1990
37.0 | d)35sq.mm | mtrs | 1.0 | Paro | 30.0 | Group C | INDIA | 0 | BTN | #REF! | 0 | 2350 | 0 | 0 | 2350 | 0 | 0 | 2350
38.0 | Power cable 2-core un-armoured alluminium(Havells/Anchor/Finolex) | NA | 1.0 | Paro | 30.0 | Group C | INDIA | 0 | BTN | #REF! | 0 | 0 | 0 | 0 | 0 | 0 | 0 | 0
39.0 | a) 6sq.mm | mtrs | 1.0 | Paro | 30.0 | Group C | INDIA | 0 | BTN | #REF! | 0 | 66 | 0 | 0 | 66 | 0 | 0 | 66
40.0 | b) 8 sq.mm | mtrs | 1.0 | Paro | 30.0 | Group C | INDIA | 0 | BTN | #REF! | 0 | 69 | 0 | 0 | 69 | 0 | 0 | 69
41.0 | c) 10sqmm | mtrs | 1.0 | Paro | 30.0 | Group C | INDIA | 0 | BTN | #REF! | 0 | 77 | 0 | 0 | 77 | 0 | 0 | 77
42.0 | d) 16sq.mm | mtrs | 1.0 | Paro | 30.0 | Group C | INDIA | 0 | BTN | #REF! | 0 | 79 | 0 | 0 | 79 | 0 | 0 | 79
43.0 | Power cable 2-core un-armoured copper(Havells/Anchor/Finolex) | NA | 1.0 | Paro | 30.0 | Group C | INDIA | 0 | BTN | #REF! | 0 | 0 | 0 | 0 | 0 | 0 | 0 | 0
44.0 | a) 6sq.mm | mtrs | 1.0 | Paro | 30.0 | Group C | INDIA | 0 | BTN | #REF! | 0 | 318 | 0 | 0 | 318 | 0 | 0 | 318
45.0 | b) 8 sq.mm | mtrs | 1.0 | Paro | 30.0 | Group C | INDIA | 0 | BTN | #REF! | 0 | 450 | 0 | 0 | 450 | 0 | 0 | 450
46.0 | c) 10sqmm | mtrs | 1.0 | Paro | 30.0 | Group C | INDIA | 0 | BTN | #REF! | 0 | 495 | 0 | 0 | 495 | 0 | 0 | 495
47.0 | d) 16sq.mm | mtrs | 1.0 | Paro | 30.0 | Group C | INDIA | 0 | BTN | #REF! | 0 | 0 | 0 | 0 | 0 | 0 | 0 | 0
48.0 | Copper wire Homeflex) | NA | 1.0 | Paro | 30.0 | Group C | INDIA | 0 | BTN | #REF! | 0 | 0 | 0 | 0 | 0 | 0 | 0 | 0
49.0 | a)1 sq.mm | roll | 1.0 | Paro | 30.0 | Group C | INDIA | 0 | BTN | #REF! | 0 | 1099 | 0 | 0 | 1099 | 0 | 0 | 1099
50.0 | b) 1.5sq.mm | roll | 1.0 | Paro | 30.0 | Group C | INDIA | 0 | BTN | #REF! | 0 | 1699 | 0 | 0 | 1699 | 0 | 0 | 1699
51.0 | c) 2.5sq.mm | roll | 1.0 | Paro | 30.0 | Group C | INDIA | 0 | BTN | #REF! | 0 | 2680 | 0 | 0 | 2680 | 0 | 0 | 2680
52.0 | d)4 sq.mm | roll | 1.0 | Paro | 30.0 | Group C | INDIA | 0 | BTN | #REF! | 0 | 3699 | 0 | 0 | 3699 | 0 | 0 | 3699
53.0 | e)6sq.mm | roll | 1.0 | Paro | 30.0 | Group C | INDIA | 0 | BTN | #REF! | 0 | 5690 | 0 | 0 | 5690 | 0 | 0 | 5690
54.0 | h) 0.75 sq.mm | roll | 1.0 | Paro | 30.0 | Group C | INDIA | 0 | BTN | #REF! | 0 | 911 | 0 | 0 | 911 | 0 | 0 | 911
55.0 | Copper wire (Royal) | NA | 1.0 | Paro | 30.0 | Group C | INDIA | 0 | BTN | #REF! | 0 | 0 | 0 | 0 | 0 | 0 | 0 | 0
56.0 | a)1 sq.mm | roll | 1.0 | Paro | 30.0 | Group C | INDIA | 0 | BTN | #REF! | 0 | 1099 | 0 | 0 | 1099 | 0 | 0 | 1099
57.0 | b) 1.5sq.mm | roll | 1.0 | Paro | 30.0 | Group C | INDIA | 0 | BTN | #REF! | 0 | 1650 | 0 | 0 | 1650 | 0 | 0 | 1650
58.0 | c) 2.5sq.mm | roll | 1.0 | Paro | 30.0 | Group C | INDIA | 0 | BTN | #REF! | 0 | 2600 | 0 | 0 | 2600 | 0 | 0 | 2600
59.0 | d)4 sq.mm | roll | 1.0 | Paro | 30.0 | Group C | INDIA | 0 | BTN | #REF! | 0 | 3650 | 0 | 0 | 3650 | 0 | 0 | 3650
60.0 | e)6sq.mm | roll | 1.0 | Paro | 30.0 | Group C | INDIA | 0 | BTN | #REF! | 0 | 5650 | 0 | 0 | 5650 | 0 | 0 | 5650
61.0 | f) 8 sq.mm | NA | 1.0 | Paro | 30.0 | Group C | INDIA | 0 | BTN | #REF! | 0 | 8500 | 0 | 0 | 8500 | 0 | 0 | 8500
62.0 | g)10sq.mm | roll | 1.0 | Paro | 30.0 | Group C | INDIA | 0 | BTN | #REF! | 0 | 10440 | 0 | 0 | 10440 | 0 | 0 | 10440
63.0 | h) 0.75 sq.mm | roll | 1.0 | Paro | 30.0 | Group C | INDIA | 0 | BTN | #REF! | 0 | 900 | 0 | 0 | 900 | 0 | 0 | 900
64.0 | Copper wire (Finolex/Havells/Pointer/Anchor) | NA | 1.0 | Paro | 30.0 | Group C | INDIA | 0 | BTN | #REF! | 0 | 0 | 0 | 0 | 0 | 0 | 0 | 0
65.0 | a)1 sq.mm | roll | 1.0 | Paro | 30.0 | Group C | INDIA | 0 | BTN | #REF! | 0 | 1250 | 0 | 0 | 1250 | 0 | 0 | 1250
66.0 | b) 1.5sq.mm | roll | 1.0 | Paro | 30.0 | Group C | INDIA | 0 | BTN | #REF! | 0 | 1870 | 0 | 0 | 1870 | 0 | 0 | 1870
67.0 | c) 2.5sq.mm | roll | 1.0 | Paro | 30.0 | Group C | INDIA | 0 | BTN | #REF! | 0 | 2990 | 0 | 0 | 2990 | 0 | 0 | 2990
68.0 | d)4 sq.mm | roll | 1.0 | Paro | 30.0 | Group C | INDIA | 0 | BTN | #REF! | 0 | 4350 | 0 | 0 | 4350 | 0 | 0 | 4350
69.0 | e)6sq.mm | roll | 1.0 | Paro | 30.0 | Group C | INDIA | 0 | BTN | #REF! | 0 | 6520 | 0 | 0 | 6520 | 0 | 0 | 6520
70.0 | f)8sq.mm | roll | 1.0 | Paro | 30.0 | Group C | INDIA | 0 | BTN | #REF! | 0 | 0 | 0 | 0 | 0 | 0 | 0 | 0
71.0 | g) 10 sq.mm | roll | 1.0 | Paro | 30.0 | Group C | INDIA | 0 | BTN | #REF! | 0 | 8900 | 0 | 0 | 8900 | 0 | 0 | 8900
72.0 | h) 0.75 sq.mm flexible wire | roll | 1.0 | Paro | 30.0 | Group C | INDIA | 0 | BTN | #REF! | 0 | 890 | 0 | 0 | 890 | 0 | 0 | 890
73.0 | Telephone wire of coppper ( Havells) | NA | 1.0 | Paro | 30.0 | Group C | INDIA | 0 | BTN | #REF! | 0 | 9 | 0 | 0 | 9 | 0 | 0 | 9
74.0 | a)2 pair | mtrs | 1.0 | Paro | 30.0 | Group C | INDIA | 0 | BTN | #REF! | 0 | 23 | 0 | 0 | 23 | 0 | 0 | 23
75.0 | b) 5 pair | mtrs | 1.0 | Paro | 30.0 | Group C | INDIA | 0 | BTN | #REF! | 0 | 35 | 0 | 0 | 35 | 0 | 0 | 35
76.0 | c) 20 pair | mtrs | 1.0 | Paro | 30.0 | Group C | INDIA | 0 | BTN | #REF! | 0 | 75 | 0 | 0 | 75 | 0 | 0 | 75
77.0 | d)50 pair | mtrs | 1.0 | Paro | 30.0 | Group C | INDIA | 0 | BTN | #REF! | 0 | 99 | 0 | 0 | 99 | 0 | 0 | 99
78.0 | e)100 pair | mtrs | 1.0 | Paro | 30.0 | Group C | INDIA | 0 | BTN | #REF! | 0 | 110 | 0 | 0 | 110 | 0 | 0 | 110
79.0 | f)Internet wire copper CAT-6 (cable with cat-6 &jack: set) | mtrs | 1.0 | Paro | 30.0 | Group C | INDIA | 0 | BTN | #REF! | 0 | 23 | 0 | 0 | 23 | 0 | 0 | 23
80.0 | f)Internet wire copper CAT-6 only | mtrs | 1.0 | Paro | 30.0 | Group C | INDIA | 0 | BTN | #REF! | 0 | 22 | 0 | 0 | 22 | 0 | 0 | 22
81.0 | Flat type or round alluminium alloy thimble | NA | 1.0 | Paro | 30.0 | Group C | INDIA | 0 | BTN | #REF! | 0 | 5 | 0 | 0 | 5 | 0 | 0 | 5
82.0 | a) 10 sq.mm | each | 1.0 | Paro | 30.0 | Group C | INDIA | 0 | BTN | #REF! | 0 | 8 | 0 | 0 | 8 | 0 | 0 | 8
83.0 | b) 16sq.mm | each | 1.0 | Paro | 30.0 | Group C | INDIA | 0 | BTN | #REF! | 0 | 10 | 0 | 0 | 10 | 0 | 0 | 10
84.0 | c) 25sq.mm | each | 1.0 | Paro | 30.0 | Group C | INDIA | 0 | BTN | #REF! | 0 | 12 | 0 | 0 | 12 | 0 | 0 | 12
85.0 | d)35sq.mm | each | 1.0 | Paro | 30.0 | Group C | INDIA | 0 | BTN | #REF! | 0 | 15 | 0 | 0 | 15 | 0 | 0 | 15
86.0 | e)50sq.mm | each | 1.0 | Paro | 30.0 | Group C | INDIA | 0 | BTN | #REF! | 0 | 20 | 0 | 0 | 20 | 0 | 0 | 20
87.0 | f)70sq.mm | each | 1.0 | Paro | 30.0 | Group C | INDIA | 0 | BTN | #REF! | 0 | 22 | 0 | 0 | 22 | 0 | 0 | 22
88.0 | g)95sq.mm | each | 1.0 | Paro | 30.0 | Group C | INDIA | 0 | BTN | #REF! | 0 | 26 | 0 | 0 | 26 | 0 | 0 | 26
89.0 | h)120sq.mm | each | 1.0 | Paro | 30.0 | Group C | INDIA | 0 | BTN | #REF! | 0 | 30 | 0 | 0 | 30 | 0 | 0 | 30
90.0 | i)150sq.mm | each | 1.0 | Paro | 30.0 | Group C | INDIA | 0 | BTN | #REF! | 0 | 45 | 0 | 0 | 45 | 0 | 0 | 45
91.0 | j)225sq.mm | each | 1.0 | Paro | 30.0 | Group C | INDIA | 0 | BTN | #REF! | 0 | 85 | 0 | 0 | 85 | 0 | 0 | 85
92.0 | C.I Route Marker, 150x100x6mm | each | 1.0 | Paro | 30.0 | Group C | INDIA | 0 | BTN | #REF! | 0 | 339 | 0 | 0 | 339 | 0 | 0 | 339
93.0 | Straight through cable joint box | each | 1.0 | Paro | 30.0 | Group C | INDIA | 0 | BTN | #REF! | 0 | 9 | 0 | 0 | 9 | 0 | 0 | 9
94.0 | M.S Conduit | NA | 1.0 | Paro | 30.0 | Group C | INDIA | 0 | BTN | #REF! | 0 | 8 | 0 | 0 | 8 | 0 | 0 | 8
95.0 | a) 20mm | pcs | 1.0 | Paro | 30.0 | Group C | INDIA | 0 | BTN | #REF! | 0 | 299 | 0 | 0 | 299 | 0 | 0 | 299
96.0 | b)25mm | pcs | 1.0 | Paro | 30.0 | Group C | INDIA | 0 | BTN | #REF! | 0 | 366 | 0 | 0 | 366 | 0 | 0 | 366
97.0 | c)32mm | pcs | 1.0 | Paro | 30.0 | Group C | INDIA | 0 | BTN | #REF! | 0 | 380 | 0 | 0 | 380 | 0 | 0 | 380
98.0 | d)40mm | pcs | 1.0 | Paro | 30.0 | Group C | INDIA | 0 | BTN | #REF! | 0 | 395 | 0 | 0 | 395 | 0 | 0 | 395
99.0 | e)50mm | pcs | 1.0 | Paro | 30.0 | Group C | INDIA | 0 | BTN | #REF! | 0 | 399 | 0 | 0 | 399 | 0 | 0 | 399
100.0 | f) M.S junction box/ways 1,2,3&4 way of all Size | pcs | 1.0 | Paro | 30.0 | Group C | INDIA | 0 | BTN | #REF! | 0 | 39 | 0 | 0 | 39 | 0 | 0 | 39
101.0 | g) M.S inspection bends,tee elbow of all size | pcs | 1.0 | Paro | 30.0 | Group C | INDIA | 0 | BTN | #REF! | 0 | 35 | 0 | 0 | 35 | 0 | 0 | 35
102.0 | h) M.S socket of all size | pcs | 1.0 | Paro | 30.0 | Group C | INDIA | 0 | BTN | #REF! | 0 | 35 | 0 | 0 | 35 | 0 | 0 | 35
103.0 | Machine | NA | 1.0 | Paro | 30.0 | Group C | INDIA | 0 | BTN | #REF! | 0 | 3 | 0 | 0 | 3 | 0 | 0 | 3
104.0 | M.S cutter machine (GWS-800 angle cutter, Boch Profeesional) | each | 1.0 | Paro | 30.0 | Group C | INDIA | 0 | BTN | #REF! | 0 | 2980 | 0 | 0 | 2980 | 0 | 0 | 2980
105.0 | M.S cutter blade | each | 1.0 | Paro | 30.0 | Group C | INDIA | 0 | BTN | #REF! | 0 | 28 | 0 | 0 | 28 | 0 | 0 | 28
106.0 | PVC Conduit (Bardia)/harson etc | NA | 1.0 | Paro | 30.0 | Group C | INDIA | 0 | BTN | #REF! | 0 | 10 | 0 | 0 | 10 | 0 | 0 | 10
107.0 | a) 20mm | pcs | 1.0 | Paro | 30.0 | Group C | INDIA | 0 | BTN | #REF! | 0 | 39 | 0 | 0 | 39 | 0 | 0 | 39
108.0 | b)25mm | pcs | 1.0 | Paro | 30.0 | Group C | INDIA | 0 | BTN | #REF! | 0 | 64 | 0 | 0 | 64 | 0 | 0 | 64
109.0 | c)32mm | pcs | 1.0 | Paro | 30.0 | Group C | INDIA | 0 | BTN | #REF! | 0 | 99 | 0 | 0 | 99 | 0 | 0 | 99
110.0 | d)40mm | pcs | 1.0 | Paro | 30.0 | Group C | INDIA | 0 | BTN | #REF! | 0 | 129 | 0 | 0 | 129 | 0 | 0 | 129
111.0 | e)50mm | pcs | 1.0 | Paro | 30.0 | Group C | INDIA | 0 | BTN | #REF! | 0 | 157 | 0 | 0 | 157 | 0 | 0 | 157
112.0 | f) PVC junction box/ways 1,2,3&4 way of all Size (Bardia) | pcs | 1.0 | Paro | 30.0 | Group C | INDIA | 0 | BTN | #REF! | 0 | 8 | 0 | 0 | 8 | 0 | 0 | 8
113.0 | g) PVC inspection bends,tee elbow of all size (Bardia) | pcs | 1.0 | Paro | 30.0 | Group C | INDIA | 0 | BTN | #REF! | 0 | 7 | 0 | 0 | 7 | 0 | 0 | 7
114.0 | h) PVC sleeve of all size (Bardia) | pcs | 1.0 | Paro | 30.0 | Group C | INDIA | 0 | BTN | #REF! | 0 | 33 | 0 | 0 | 33 | 0 | 0 | 33
115.0 | HDPE pipe( Druk polythene) | NA | 1.0 | Paro | 30.0 | Group C | INDIA | 0 | BTN | #REF! | 0 | 10 | 0 | 0 | 10 | 0 | 0 | 10
116.0 | a) 20mm | roll | 1.0 | Paro | 30.0 | Group C | INDIA | 0 | BTN | #REF! | 0 | 2980 | 0 | 0 | 2980 | 0 | 0 | 2980
117.0 | b)25mm | roll | 1.0 | Paro | 30.0 | Group C | INDIA | 0 | BTN | #REF! | 0 | 3950 | 0 | 0 | 3950 | 0 | 0 | 3950
118.0 | c)32mm | roll | 1.0 | Paro | 30.0 | Group C | INDIA | 0 | BTN | #REF! | 0 | 5539 | 0 | 0 | 5539 | 0 | 0 | 5539
119.0 | d)40mm | roll | 1.0 | Paro | 30.0 | Group C | INDIA | 0 | BTN | #REF! | 0 | 6988 | 0 | 0 | 6988 | 0 | 0 | 6988
120.0 | e)63mm | roll | 1.0 | Paro | 30.0 | Group C | INDIA | 0 | BTN | #REF! | 0 | 8790 | 0 | 0 | 8790 | 0 | 0 | 8790
121.0 | PVC cassing & capping(Arjanta) | NA | 1.0 | Paro | 30.0 | Group C | INDIA | 0 | BTN | #REF! | 0 | 6 | 0 | 0 | 6 | 0 | 0 | 6
122.0 | a) 15x10mm | pcs | 1.0 | Paro | 30.0 | Group C | INDIA | 0 | BTN | #REF! | 0 | 50 | 0 | 0 | 50 | 0 | 0 | 50
123.0 | b) 20x10mm | pcs | 1.0 | Paro | 30.0 | Group C | INDIA | 0 | BTN | #REF! | 0 | 52 | 0 | 0 | 52 | 0 | 0 | 52
124.0 | c) 20x12mm | pcs | 1.0 | Paro | 30.0 | Group C | INDIA | 0 | BTN | #REF! | 0 | 55 | 0 | 0 | 55 | 0 | 0 | 55
125.0 | d)25x10mm | pcs | 1.0 | Paro | 30.0 | Group C | INDIA | 0 | BTN | #REF! | 0 | 59 | 0 | 0 | 59 | 0 | 0 | 59
126.0 | e)30x10mm | pcs | 1.0 | Paro | 30.0 | Group C | INDIA | 0 | BTN | #REF! | 0 | 70 | 0 | 0 | 70 | 0 | 0 | 70
127.0 | f)40x10mm | pcs | 1.0 | Paro | 30.0 | Group C | INDIA | 0 | BTN | #REF! | 0 | 74 | 0 | 0 | 74 | 0 | 0 | 74
128.0 | g) Cassing tee, corner elbow of all size/all ways (Ajanta) | pcs | 1.0 | Paro | 30.0 | Group C | INDIA | 0 | BTN | #REF! | 0 | 4 | 0 | 0 | 4 | 0 | 0 | 4
129.0 | Alumimium screw | NA | 1.0 | Paro | 30.0 | Group C | INDIA | 0 | BTN | #REF! | 0 | 9 | 0 | 0 | 9 | 0 | 0 | 9
130.0 | screw (5") | Pks | 1.0 | Paro | 30.0 | Group C | INDIA | 0 | BTN | #REF! | 0 | 109 | 0 | 0 | 109 | 0 | 0 | 109
131.0 | i) screw 4" | pkt | 1.0 | Paro | 30.0 | Group C | INDIA | 0 | BTN | #REF! | 0 | 85 | 0 | 0 | 85 | 0 | 0 | 85
132.0 | j) screw 3" | pkt | 1.0 | Paro | 30.0 | Group C | INDIA | 0 | BTN | #REF! | 0 | 75 | 0 | 0 | 75 | 0 | 0 | 75
133.0 | k) screw 2" | pkt | 1.0 | Paro | 30.0 | Group C | INDIA | 0 | BTN | #REF! | 0 | 70 | 0 | 0 | 70 | 0 | 0 | 70
134.0 | l) screw (1'') | pkt | 1.0 | Paro | 30.0 | Group C | INDIA | 0 | BTN | #REF! | 0 | 68 | 0 | 0 | 68 | 0 | 0 | 68
135.0 | m) Cassing pin | pkt | 1.0 | Paro | 30.0 | Group C | INDIA | 0 | BTN | #REF! | 0 | 19 | 0 | 0 | 19 | 0 | 0 | 19
136.0 | Cutter machine/blade/drill bit | NA | 1.0 | Paro | 30.0 | Group C | INDIA | 0 | BTN | #REF! | 0 | 4900 | 0 | 0 | 4900 | 0 | 0 | 4900
137.0 | Stone cutter machine | each | 1.0 | Paro | 30.0 | Group C | INDIA | 0 | BTN | #REF! | 0 | 6990 | 0 | 0 | 6990 | 0 | 0 | 6990
138.0 | stone cutter blade-medium size | each | 1.0 | Paro | 30.0 | Group C | INDIA | 0 | BTN | #REF! | 0 | 699 | 0 | 0 | 699 | 0 | 0 | 699
139.0 | Stone cutter blade-small size | each | 1.0 | Paro | 30.0 | Group C | INDIA | 0 | BTN | #REF! | 0 | 169 | 0 | 0 | 169 | 0 | 0 | 169
140.0 | Wooden drill bit | NA | 1.0 | Paro | 30.0 | Group C | INDIA | 0 | BTN | #REF! | 0 | 10 | 0 | 0 | 10 | 0 | 0 | 10
141.0 | Drill bit-4mm | each | 1.0 | Paro | 30.0 | Group C | INDIA | 0 | BTN | #REF! | 0 | 9 | 0 | 0 | 9 | 0 | 0 | 9
142.0 | Drill bit-6mm | each | 1.0 | Paro | 30.0 | Group C | INDIA | 0 | BTN | #REF! | 0 | 45 | 0 | 0 | 45 | 0 | 0 | 45
143.0 | Drill bit 8mm | each | 1.0 | Paro | 30.0 | Group C | INDIA | 0 | BTN | #REF! | 0 | 65 | 0 | 0 | 65 | 0 | 0 | 65
144.0 | Drill bit-10mm | each | 1.0 | Paro | 30.0 | Group C | INDIA | 0 | BTN | #REF! | 0 | 80 | 0 | 0 | 80 | 0 | 0 | 80
145.0 | Concrete drill bit | NA | 1.0 | Paro | 30.0 | Group C | INDIA | 0 | BTN | #REF! | 0 | 10 | 0 | 0 | 10 | 0 | 0 | 10
146.0 | Drill bit-4mm | each | 1.0 | Paro | 30.0 | Group C | INDIA | 0 | BTN | #REF! | 0 | 40 | 0 | 0 | 40 | 0 | 0 | 40
147.0 | Drill bit-6mm | each | 1.0 | Paro | 30.0 | Group C | INDIA | 0 | BTN | #REF! | 0 | 65 | 0 | 0 | 65 | 0 | 0 | 65
148.0 | Drill bit 8mm | each | 1.0 | Paro | 30.0 | Group C | INDIA | 0 | BTN | #REF! | 0 | 80 | 0 | 0 | 80 | 0 | 0 | 80
149.0 | Drill bit-10mm | each | 1.0 | Paro | 30.0 | Group C | INDIA | 0 | BTN | #REF! | 0 | 120 | 0 | 0 | 120 | 0 | 0 | 120
150.0 | Metal drill bit | NA | 1.0 | Paro | 30.0 | Group C | INDIA | 0 | BTN | #REF! | 0 | 44 | 0 | 0 | 44 | 0 | 0 | 44
151.0 | Drill bit-4mm | each | 1.0 | Paro | 30.0 | Group C | INDIA | 0 | BTN | #REF! | 0 | 20 | 0 | 0 | 20 | 0 | 0 | 20
152.0 | Drill bit-6mm | each | 1.0 | Paro | 30.0 | Group C | INDIA | 0 | BTN | #REF! | 0 | 45 | 0 | 0 | 45 | 0 | 0 | 45
153.0 | Drill bit 8mm | each | 1.0 | Paro | 30.0 | Group C | INDIA | 0 | BTN | #REF! | 0 | 85 | 0 | 0 | 85 | 0 | 0 | 85
154.0 | Drill bit-10mm | each | 1.0 | Paro | 30.0 | Group C | INDIA | 0 | BTN | #REF! | 0 | 130 | 0 | 0 | 130 | 0 | 0 | 130
155.0 | PVC box with shutter & cover plate ( Roma/Legrand/Gold Medal,etc) | NA | 1.0 | Paro | 30.0 | Group C | INDIA | 0 | BTN | #REF! | 0 | 90 | 0 | 0 | 90 | 0 | 0 | 90
156.0 | a) 1 way | each | 1.0 | Paro | 30.0 | Group C | INDIA | 0 | BTN | #REF! | 0 | 79 | 0 | 0 | 79 | 0 | 0 | 79
157.0 | b) 2 way | each | 1.0 | Paro | 30.0 | Group C | INDIA | 0 | BTN | #REF! | 0 | 90 | 0 | 0 | 90 | 0 | 0 | 90
158.0 | c) 3 way | each | 1.0 | Paro | 30.0 | Group C | INDIA | 0 | BTN | #REF! | 0 | 103 | 0 | 0 | 103 | 0 | 0 | 103
159.0 | d) 4 way | each | 1.0 | Paro | 30.0 | Group C | INDIA | 0 | BTN | #REF! | 0 | 122 | 0 | 0 | 122 | 0 | 0 | 122
160.0 | f) 6 way | each | 1.0 | Paro | 30.0 | Group C | INDIA | 0 | BTN | #REF! | 0 | 166 | 0 | 0 | 166 | 0 | 0 | 166
161.0 | g) 8 way | each | 1.0 | Paro | 30.0 | Group C | INDIA | 0 | BTN | #REF! | 0 | 215 | 0 | 0 | 215 | 0 | 0 | 215
162.0 | h) 10 way | each | 1.0 | Paro | 30.0 | Group C | INDIA | 0 | BTN | #REF! | 0 | 299 | 0 | 0 | 299 | 0 | 0 | 299
163.0 | h) 12 way | each | 1.0 | Paro | 30.0 | Group C | INDIA | 0 | BTN | #REF! | 0 | 377 | 0 | 0 | 377 | 0 | 0 | 377
164.0 | Gang Box including with shuttre/cover/plate (Anchor Roma/Legrand, Gold Medal,etc including plate & shutter-with sets) | NA | 1.0 | Paro | 30.0 | Group C | INDIA | 0 | BTN | #REF! | 0 | 23 | 0 | 0 | 23 | 0 | 0 | 23
165.0 | a) 1 way | sets | 1.0 | Paro | 30.0 | Group C | INDIA | 0 | BTN | #REF! | 0 | 18 | 0 | 0 | 18 | 0 | 0 | 18
166.0 | b) 2 way | sets | 1.0 | Paro | 30.0 | Group C | INDIA | 0 | BTN | #REF! | 0 | 26 | 0 | 0 | 26 | 0 | 0 | 26
167.0 | c) 3way | sets | 1.0 | Paro | 30.0 | Group C | INDIA | 0 | BTN | #REF! | 0 | 29 | 0 | 0 | 29 | 0 | 0 | 29
168.0 | d)4 way | sets | 1.0 | Paro | 30.0 | Group C | INDIA | 0 | BTN | #REF! | 0 | 32 | 0 | 0 | 32 | 0 | 0 | 32
169.0 | e)5way | sets | 1.0 | Paro | 30.0 | Group C | INDIA | 0 | BTN | #REF! | 0 | 39 | 0 | 0 | 39 | 0 | 0 | 39
170.0 | f)6 way | sets | 1.0 | Paro | 30.0 | Group C | INDIA | 0 | BTN | #REF! | 0 | 45 | 0 | 0 | 45 | 0 | 0 | 45
171.0 | g)7 way | sets | 1.0 | Paro | 30.0 | Group C | INDIA | 0 | BTN | #REF! | 0 | 49 | 0 | 0 | 49 | 0 | 0 | 49
172.0 | h)8 way | sets | 1.0 | Paro | 30.0 | Group C | INDIA | 0 | BTN | #REF! | 0 | 60 | 0 | 0 | 60 | 0 | 0 | 60
173.0 | i) 10 way | sets | 1.0 | Paro | 30.0 | Group C | INDIA | 0 | BTN | #REF! | 0 | 62 | 0 | 0 | 62 | 0 | 0 | 62
174.0 | j) 12 way | sets | 1.0 | Paro | 30.0 | Group C | INDIA | 0 | BTN | #REF! | 0 | 65 | 0 | 0 | 65 | 0 | 0 | 65
175.0 | Wooden box(mica top cover) | NA | 1.0 | Paro | 30.0 | Group C | INDIA | 0 | BTN | #REF! | 0 | 0 | 0 | 0 | 0 | 0 | 0 | 0
176.0 | a) 75x75x38mm | each | 1.0 | Paro | 30.0 | Group C | INDIA | 0 | BTN | #REF! | 0 | 50 | 0 | 0 | 50 | 0 | 0 | 50
177.0 | b) 75x100x38mm | each | 1.0 | Paro | 30.0 | Group C | INDIA | 0 | BTN | #REF! | 0 | 55 | 0 | 0 | 55 | 0 | 0 | 55
178.0 | c) 100x150x38mm | each | 1.0 | Paro | 30.0 | Group C | INDIA | 0 | BTN | #REF! | 0 | 65 | 0 | 0 | 65 | 0 | 0 | 65
179.0 | d) 150x180x38mm | each | 1.0 | Paro | 30.0 | Group C | INDIA | 0 | BTN | #REF! | 0 | 75 | 0 | 0 | 75 | 0 | 0 | 75
180.0 | e)100x200x38mm | each | 1.0 | Paro | 30.0 | Group C | INDIA | 0 | BTN | #REF! | 0 | 110 | 0 | 0 | 110 | 0 | 0 | 110
181.0 | M.S box | NA | 1.0 | Paro | 30.0 | Group C | INDIA | 0 | BTN | #REF! | 0 | 8 | 0 | 0 | 8 | 0 | 0 | 8
182.0 | a) 75x75x38mm | each | 1.0 | Paro | 30.0 | Group C | INDIA | 0 | BTN | #REF! | 0 | 85 | 0 | 0 | 85 | 0 | 0 | 85
183.0 | b) 75x100x38mm | each | 1.0 | Paro | 30.0 | Group C | INDIA | 0 | BTN | #REF! | 0 | 110 | 0 | 0 | 110 | 0 | 0 | 110
184.0 | c) 100x150x38mm | each | 1.0 | Paro | 30.0 | Group C | INDIA | 0 | BTN | #REF! | 0 | 145 | 0 | 0 | 145 | 0 | 0 | 145
185.0 | d) 150x180x38mm | each | 1.0 | Paro | 30.0 | Group C | INDIA | 0 | BTN | #REF! | 0 | 189 | 0 | 0 | 189 | 0 | 0 | 189
186.0 | e)100x200x38mm | each | 1.0 | Paro | 30.0 | Group C | INDIA | 0 | BTN | #REF! | 0 | 199 | 0 | 0 | 199 | 0 | 0 | 199
187.0 | MS Gang Box with shutter/cover/plate including plate & shutter-all sets) | NA | 1.0 | Paro | 30.0 | Group C | INDIA | 0 | BTN | #REF! | 0 | 0 | 0 | 0 | 0 | 0 | 0 | 0
188.0 | a) 1 way | each | 1.0 | Paro | 30.0 | Group C | INDIA | 0 | BTN | #REF! | 0 | 25 | 0 | 0 | 25 | 0 | 0 | 25
189.0 | b) 2 way | each | 1.0 | Paro | 30.0 | Group C | INDIA | 0 | BTN | #REF! | 0 | 30 | 0 | 0 | 30 | 0 | 0 | 30
190.0 | c) 3way | each | 1.0 | Paro | 30.0 | Group C | INDIA | 0 | BTN | #REF! | 0 | 35 | 0 | 0 | 35 | 0 | 0 | 35
191.0 | d)4 way | each | 1.0 | Paro | 30.0 | Group C | INDIA | 0 | BTN | #REF! | 0 | 45 | 0 | 0 | 45 | 0 | 0 | 45
192.0 | e)5way | each | 1.0 | Paro | 30.0 | Group C | INDIA | 0 | BTN | #REF! | 0 | 55 | 0 | 0 | 55 | 0 | 0 | 55
193.0 | f)6 way | each | 1.0 | Paro | 30.0 | Group C | INDIA | 0 | BTN | #REF! | 0 | 59 | 0 | 0 | 59 | 0 | 0 | 59
194.0 | g)7 way | each | 1.0 | Paro | 30.0 | Group C | INDIA | 0 | BTN | #REF! | 0 | 65 | 0 | 0 | 65 | 0 | 0 | 65
195.0 | h)8 way | each | 1.0 | Paro | 30.0 | Group C | INDIA | 0 | BTN | #REF! | 0 | 75 | 0 | 0 | 75 | 0 | 0 | 75
196.0 | i) 10 way | each | 1.0 | Paro | 30.0 | Group C | INDIA | 0 | BTN | #REF! | 0 | 85 | 0 | 0 | 85 | 0 | 0 | 85
197.0 | j) 12 way | each | 1.0 | Paro | 30.0 | Group C | INDIA | 0 | BTN | #REF! | 0 | 95 | 0 | 0 | 95 | 0 | 0 | 95
198.0 | Copper busbar with chamber(Havells) | NA | 1.0 | Paro | 30.0 | Group C | INDIA | 0 | BTN | #REF! | 0 | 5 | 0 | 0 | 5 | 0 | 0 | 5
199.0 | a)4 strip, 300mm bar,100A | each | 1.0 | Paro | 30.0 | Group C | INDIA | 0 | BTN | #REF! | 0 | 5900 | 0 | 0 | 5900 | 0 | 0 | 5900
200.0 | b)4strip, 300mm bar,200A | each | 1.0 | Paro | 30.0 | Group C | INDIA | 0 | BTN | #REF! | 0 | 7900 | 0 | 0 | 7900 | 0 | 0 | 7900
201.0 | c)4strip, 450mm bar,100A | each | 1.0 | Paro | 30.0 | Group C | INDIA | 0 | BTN | #REF! | 0 | 5900 | 0 | 0 | 5900 | 0 | 0 | 5900
202.0 | d) 4 strip, 450mm bar,200A | each | 1.0 | Paro | 30.0 | Group C | INDIA | 0 | BTN | #REF! | 0 | 9900 | 0 | 0 | 9900 | 0 | 0 | 9900
203.0 | e)4 strip, 600mm bar,100A | each | 1.0 | Paro | 30.0 | Group C | INDIA | 0 | BTN | #REF! | 0 | 12900 | 0 | 0 | 12900 | 0 | 0 | 12900
204.0 | f)4strip, 600mm bar,200A | each | 1.0 | Paro | 30.0 | Group C | INDIA | 0 | BTN | #REF! | 0 | 18900 | 0 | 0 | 18900 | 0 | 0 | 18900
205.0 | g)4strip, 600mm bar,300A | each | 1.0 | Paro | 30.0 | Group C | INDIA | 0 | BTN | #REF! | 0 | 24900 | 0 | 0 | 24900 | 0 | 0 | 24900
206.0 | Alluminium alloy/busbar with chamber(Havells) | NA | 1.0 | Paro | 30.0 | Group C | INDIA | 0 | BTN | #REF! | 0 | 70 | 0 | 0 | 70 | 0 | 0 | 70
207.0 | a)4 strip, 600mm bar,300A | each | 1.0 | Paro | 30.0 | Group C | INDIA | 0 | BTN | #REF! | 0 | 5900 | 0 | 0 | 5900 | 0 | 0 | 5900
208.0 | b)4strip, 600mm bar,400A | each | 1.0 | Paro | 30.0 | Group C | INDIA | 0 | BTN | #REF! | 0 | 7900 | 0 | 0 | 7900 | 0 | 0 | 7900
209.0 | c)4strip, 600mm bar,600A | each | 1.0 | Paro | 30.0 | Group C | INDIA | 0 | BTN | #REF! | 0 | 5900 | 0 | 0 | 5900 | 0 | 0 | 5900
210.0 | d) 4 strip, 900mm bar,600A | each | 1.0 | Paro | 30.0 | Group C | INDIA | 0 | BTN | #REF! | 0 | 9900 | 0 | 0 | 9900 | 0 | 0 | 9900
211.0 | e)4 strip, 900mm bar,800A | each | 1.0 | Paro | 30.0 | Group C | INDIA | 0 | BTN | #REF! | 0 | 12900 | 0 | 0 | 12900 | 0 | 0 | 12900
212.0 | f)4strip, 1350mm bar,600A | each | 1.0 | Paro | 30.0 | Group C | INDIA | 0 | BTN | #REF! | 0 | 18900 | 0 | 0 | 18900 | 0 | 0 | 18900
213.0 | g)4strip, 1350mm bar,800A | each | 1.0 | Paro | 30.0 | Group C | INDIA | 0 | BTN | #REF! | 0 | 24900 | 0 | 0 | 24900 | 0 | 0 | 24900
214.0 | Wall mounting fuse unit sheet steel enclosure | NA | 1.0 | Paro | 30.0 | Group C | INDIA | 0 | BTN | #REF! | 0 | 90 | 0 | 0 | 90 | 0 | 0 | 90
215.0 | a) TPN-63A,415V SFU | each | 1.0 | Paro | 30.0 | Group C | INDIA | 0 | BTN | #REF! | 0 | 1890 | 0 | 0 | 1890 | 0 | 0 | 1890
216.0 | b) TPN-125A,415V, FSU | each | 1.0 | Paro | 30.0 | Group C | INDIA | 0 | BTN | #REF! | 0 | 1890 | 0 | 0 | 1890 | 0 | 0 | 1890
217.0 | c)TPN-200A, 415V, FSU | each | 1.0 | Paro | 30.0 | Group C | INDIA | 0 | BTN | #REF! | 0 | 1890 | 0 | 0 | 1890 | 0 | 0 | 1890
218.0 | d)TPN-400A,415V,FSU | each | 1.0 | Paro | 30.0 | Group C | INDIA | 0 | BTN | #REF! | 0 | 8900 | 0 | 0 | 8900 | 0 | 0 | 8900
219.0 | e) TPN - 630A, 415V, FSU | each | 1.0 | Paro | 30.0 | Group C | INDIA | 0 | BTN | #REF! | 0 | 8900 | 0 | 0 | 8900 | 0 | 0 | 8900
220.0 | f) TPN-800A, 415V, FSU | each | 1.0 | Paro | 30.0 | Group C | INDIA | 0 | BTN | #REF! | 0 | 8900 | 0 | 0 | 8900 | 0 | 0 | 8900
221.0 | Panel mounting disconnector complete with mechanism with interlock(HRC fuse) | NA | 1.0 | Paro | 30.0 | Group C | INDIA | 0 | BTN | #REF! | 0 | 0 | 0 | 0 | 0 | 0 | 0 | 0
222.0 | a) 4 pole, 125A, 415V | each | 1.0 | Paro | 30.0 | Group C | INDIA | 0 | BTN | #REF! | 0 | 0 | 0 | 0 | 0 | 0 | 0 | 0
223.0 | b) 4 pole 250A, 415V | each | 1.0 | Paro | 30.0 | Group C | INDIA | 0 | BTN | #REF! | 0 | 0 | 0 | 0 | 0 | 0 | 0 | 0
224.0 | c) 4 pole 400A ,415V | each | 1.0 | Paro | 30.0 | Group C | INDIA | 0 | BTN | #REF! | 0 | 0 | 0 | 0 | 0 | 0 | 0 | 0
225.0 | HRC fuse | NA | 1.0 | Paro | 30.0 | Group C | INDIA | 0 | BTN | #REF! | 0 | 0 | 0 | 0 | 0 | 0 | 0 | 0
226.0 | a) 63A | each | 1.0 | Paro | 30.0 | Group C | INDIA | 0 | BTN | #REF! | 0 | 1899 | 0 | 0 | 1899 | 0 | 0 | 1899
227.0 | b) 125A | each | 1.0 | Paro | 30.0 | Group C | INDIA | 0 | BTN | #REF! | 0 | 1899 | 0 | 0 | 1899 | 0 | 0 | 1899
228.0 | c) 200A | each | 1.0 | Paro | 30.0 | Group C | INDIA | 0 | BTN | #REF! | 0 | 1899 | 0 | 0 | 1899 | 0 | 0 | 1899
229.0 | d) 250A | each | 1.0 | Paro | 30.0 | Group C | INDIA | 0 | BTN | #REF! | 0 | 2990 | 0 | 0 | 2990 | 0 | 0 | 2990
230.0 | e) 400A | each | 1.0 | Paro | 30.0 | Group C | INDIA | 0 | BTN | #REF! | 0 | 3890 | 0 | 0 | 3890 | 0 | 0 | 3890
231.0 | f) 630A | each | 1.0 | Paro | 30.0 | Group C | INDIA | 0 | BTN | #REF! | 0 | 6900 | 0 | 0 | 6900 | 0 | 0 | 6900
232.0 | g)750A | each | 1.0 | Paro | 30.0 | Group C | INDIA | 0 | BTN | #REF! | 0 | 8900 | 0 | 0 | 8900 | 0 | 0 | 8900
233.0 | h) 800A | each | 1.0 | Paro | 30.0 | Group C | INDIA | 0 | BTN | #REF! | 0 | 9900 | 0 | 0 | 9900 | 0 | 0 | 9900
234.0 | Earth leakage module, 4pole415V, A.C(LT) | NA | 1.0 | Paro | 30.0 | Group C | INDIA | 0 | BTN | #REF! | 0 | 90 | 0 | 0 | 90 | 0 | 0 | 90
235.0 | a)125A | each | 1.0 | Paro | 30.0 | Group C | INDIA | 0 | BTN | #REF! | 0 | 0 | 0 | 0 | 0 | 0 | 0 | 0
236.0 | b) 160A | each | 1.0 | Paro | 30.0 | Group C | INDIA | 0 | BTN | #REF! | 0 | 0 | 0 | 0 | 0 | 0 | 0 | 0
237.0 | c) 250A | each | 1.0 | Paro | 30.0 | Group C | INDIA | 0 | BTN | #REF! | 0 | 0 | 0 | 0 | 0 | 0 | 0 | 0
238.0 | d) 400A | each | 1.0 | Paro | 30.0 | Group C | INDIA | 0 | BTN | #REF! | 0 | 0 | 0 | 0 | 0 | 0 | 0 | 0
239.0 | e) 630A | each | 1.0 | Paro | 30.0 | Group C | INDIA | 0 | BTN | #REF! | 0 | 0 | 0 | 0 | 0 | 0 | 0 | 0
240.0 | f) 100A | each | 1.0 | Paro | 30.0 | Group C | INDIA | 0 | BTN | #REF! | 0 | 0 | 0 | 0 | 0 | 0 | 0 | 0
241.0 | Single pole MCB 230V, A.C(Havells) | NA | 1.0 | Paro | 30.0 | Group C | INDIA | 0 | BTN | #REF! | 0 | 0 | 0 | 0 | 0 | 0 | 0 | 0
242.0 | a) 6A | each | 1.0 | Paro | 30.0 | Group C | INDIA | 0 | BTN | #REF! | 0 | 156 | 0 | 0 | 156 | 0 | 0 | 156
243.0 | b) 10A | each | 1.0 | Paro | 30.0 | Group C | INDIA | 0 | BTN | #REF! | 0 | 156 | 0 | 0 | 156 | 0 | 0 | 156
244.0 | c) 16A | each | 1.0 | Paro | 30.0 | Group C | INDIA | 0 | BTN | #REF! | 0 | 156 | 0 | 0 | 156 | 0 | 0 | 156
245.0 | d) 20A | each | 1.0 | Paro | 30.0 | Group C | INDIA | 0 | BTN | #REF! | 0 | 156 | 0 | 0 | 156 | 0 | 0 | 156
246.0 | e) 25A | each | 1.0 | Paro | 30.0 | Group C | INDIA | 0 | BTN | #REF! | 0 | 156 | 0 | 0 | 156 | 0 | 0 | 156
247.0 | f) 32A | each | 1.0 | Paro | 30.0 | Group C | INDIA | 0 | BTN | #REF! | 0 | 156 | 0 | 0 | 156 | 0 | 0 | 156
248.0 | g) 40A | each | 1.0 | Paro | 30.0 | Group C | INDIA | 0 | BTN | #REF! | 0 | 369 | 0 | 0 | 369 | 0 | 0 | 369
249.0 | h)63A | each | 1.0 | Paro | 30.0 | Group C | INDIA | 0 | BTN | #REF! | 0 | 460 | 0 | 0 | 460 | 0 | 0 | 460
250.0 | Single pole MCB 230V, A.C(Legrand) | NA | 1.0 | Paro | 30.0 | Group C | INDIA | 0 | BTN | #REF! | 0 | 0 | 0 | 0 | 0 | 0 | 0 | 0
251.0 | a) 6A | each | 1.0 | Paro | 30.0 | Group C | INDIA | 0 | BTN | #REF! | 0 | 165 | 0 | 0 | 165 | 0 | 0 | 165
252.0 | b) 10A | each | 1.0 | Paro | 30.0 | Group C | INDIA | 0 | BTN | #REF! | 0 | 165 | 0 | 0 | 165 | 0 | 0 | 165
253.0 | c) 16A | each | 1.0 | Paro | 30.0 | Group C | INDIA | 0 | BTN | #REF! | 0 | 165 | 0 | 0 | 165 | 0 | 0 | 165
254.0 | d) 20A | each | 1.0 | Paro | 30.0 | Group C | INDIA | 0 | BTN | #REF! | 0 | 165 | 0 | 0 | 165 | 0 | 0 | 165
255.0 | e) 25A | each | 1.0 | Paro | 30.0 | Group C | INDIA | 0 | BTN | #REF! | 0 | 165 | 0 | 0 | 165 | 0 | 0 | 165
256.0 | f) 32A | each | 1.0 | Paro | 30.0 | Group C | INDIA | 0 | BTN | #REF! | 0 | 195 | 0 | 0 | 195 | 0 | 0 | 195
257.0 | g) 40A | each | 1.0 | Paro | 30.0 | Group C | INDIA | 0 | BTN | #REF! | 0 | 399 | 0 | 0 | 399 | 0 | 0 | 399
258.0 | h)63A | each | 1.0 | Paro | 30.0 | Group C | INDIA | 0 | BTN | #REF! | 0 | 499 | 0 | 0 | 499 | 0 | 0 | 499
259.0 | Double pole MCB, 230V, A.C(Havells) | NA | 1.0 | Paro | 30.0 | Group C | INDIA | 0 | BTN | #REF! | 0 | 0 | 0 | 0 | 0 | 0 | 0 | 0
260.0 | a) 6A | each | 1.0 | Paro | 30.0 | Group C | INDIA | 0 | BTN | #REF! | 0 | 630 | 0 | 0 | 630 | 0 | 0 | 630
261.0 | b) 10A | each | 1.0 | Paro | 30.0 | Group C | INDIA | 0 | BTN | #REF! | 0 | 630 | 0 | 0 | 630 | 0 | 0 | 630
262.0 | c) 16A | each | 1.0 | Paro | 30.0 | Group C | INDIA | 0 | BTN | #REF! | 0 | 630 | 0 | 0 | 630 | 0 | 0 | 630
263.0 | d) 20A | each | 1.0 | Paro | 30.0 | Group C | INDIA | 0 | BTN | #REF! | 0 | 750 | 0 | 0 | 750 | 0 | 0 | 750
264.0 | e) 25A | each | 1.0 | Paro | 30.0 | Group C | INDIA | 0 | BTN | #REF! | 0 | 750 | 0 | 0 | 750 | 0 | 0 | 750
265.0 | f) 32A | each | 1.0 | Paro | 30.0 | Group C | INDIA | 0 | BTN | #REF! | 0 | 750 | 0 | 0 | 750 | 0 | 0 | 750
266.0 | g) 40A | each | 1.0 | Paro | 30.0 | Group C | INDIA | 0 | BTN | #REF! | 0 | 1099 | 0 | 0 | 1099 | 0 | 0 | 1099
267.0 | h)63A | each | 1.0 | Paro | 30.0 | Group C | INDIA | 0 | BTN | #REF! | 0 | 1100 | 0 | 0 | 1100 | 0 | 0 | 1100
268.0 | Double pole MCB, 230V, A.C(Legrand) | NA | 1.0 | Paro | 30.0 | Group C | INDIA | 0 | BTN | #REF! | 0 | 0 | 0 | 0 | 0 | 0 | 0 | 0
269.0 | a) 6A | each | 1.0 | Paro | 30.0 | Group C | INDIA | 0 | BTN | #REF! | 0 | 650 | 0 | 0 | 650 | 0 | 0 | 650
270.0 | b) 10A | each | 1.0 | Paro | 30.0 | Group C | INDIA | 0 | BTN | #REF! | 0 | 650 | 0 | 0 | 650 | 0 | 0 | 650
271.0 | c) 16A | each | 1.0 | Paro | 30.0 | Group C | INDIA | 0 | BTN | #REF! | 0 | 650 | 0 | 0 | 650 | 0 | 0 | 650
272.0 | d) 20A | each | 1.0 | Paro | 30.0 | Group C | INDIA | 0 | BTN | #REF! | 0 | 650 | 0 | 0 | 650 | 0 | 0 | 650
273.0 | e) 25A | each | 1.0 | Paro | 30.0 | Group C | INDIA | 0 | BTN | #REF! | 0 | 650 | 0 | 0 | 650 | 0 | 0 | 650
274.0 | f) 32A | each | 1.0 | Paro | 30.0 | Group C | INDIA | 0 | BTN | #REF! | 0 | 790 | 0 | 0 | 790 | 0 | 0 | 790
275.0 | g) 40A | each | 1.0 | Paro | 30.0 | Group C | INDIA | 0 | BTN | #REF! | 0 | 1050 | 0 | 0 | 1050 | 0 | 0 | 1050
276.0 | h)63A | each | 1.0 | Paro | 30.0 | Group C | INDIA | 0 | BTN | #REF! | 0 | 1200 | 0 | 0 | 1200 | 0 | 0 | 1200
277.0 | TPN, MCB, 415Volt, A.C(Havells) | NA | 1.0 | Paro | 30.0 | Group C | INDIA | 0 | BTN | #REF! | 0 | 0 | 0 | 0 | 0 | 0 | 0 | 0
278.0 | a) 6A | each | 1.0 | Paro | 30.0 | Group C | INDIA | 0 | BTN | #REF! | 0 | 1150 | 0 | 0 | 1150 | 0 | 0 | 1150
279.0 | b) 10A | each | 1.0 | Paro | 30.0 | Group C | INDIA | 0 | BTN | #REF! | 0 | 1150 | 0 | 0 | 1150 | 0 | 0 | 1150
280.0 | c) 16A | each | 1.0 | Paro | 30.0 | Group C | INDIA | 0 | BTN | #REF! | 0 | 1150 | 0 | 0 | 1150 | 0 | 0 | 1150
281.0 | d) 20A | each | 1.0 | Paro | 30.0 | Group C | INDIA | 0 | BTN | #REF! | 0 | 1195 | 0 | 0 | 1195 | 0 | 0 | 1195
282.0 | e) 25A | each | 1.0 | Paro | 30.0 | Group C | INDIA | 0 | BTN | #REF! | 0 | 1195 | 0 | 0 | 1195 | 0 | 0 | 1195
283.0 | f) 32A | each | 1.0 | Paro | 30.0 | Group C | INDIA | 0 | BTN | #REF! | 0 | 1499 | 0 | 0 | 1499 | 0 | 0 | 1499
284.0 | g) 40A | each | 1.0 | Paro | 30.0 | Group C | INDIA | 0 | BTN | #REF! | 0 | 1990 | 0 | 0 | 1990 | 0 | 0 | 1990
285.0 | h)63A | each | 1.0 | Paro | 30.0 | Group C | INDIA | 0 | BTN | #REF! | 0 | 2100 | 0 | 0 | 2100 | 0 | 0 | 2100
286.0 | TPN, MCB, 415Volt, A.C(Legrand) | NA | 1.0 | Paro | 30.0 | Group C | INDIA | 0 | BTN | #REF! | 0 | 0 | 0 | 0 | 0 | 0 | 0 | 0
287.0 | a) 6A | each | 1.0 | Paro | 30.0 | Group C | INDIA | 0 | BTN | #REF! | 0 | 1199 | 0 | 0 | 1199 | 0 | 0 | 1199
288.0 | b) 10A | each | 1.0 | Paro | 30.0 | Group C | INDIA | 0 | BTN | #REF! | 0 | 1199 | 0 | 0 | 1199 | 0 | 0 | 1199
289.0 | c) 16A | each | 1.0 | Paro | 30.0 | Group C | INDIA | 0 | BTN | #REF! | 0 | 1199 | 0 | 0 | 1199 | 0 | 0 | 1199
290.0 | d) 20A | each | 1.0 | Paro | 30.0 | Group C | INDIA | 0 | BTN | #REF! | 0 | 2100 | 0 | 0 | 2100 | 0 | 0 | 2100
291.0 | e) 25A | each | 1.0 | Paro | 30.0 | Group C | INDIA | 0 | BTN | #REF! | 0 | 2100 | 0 | 0 | 2100 | 0 | 0 | 2100
292.0 | f) 32A | each | 1.0 | Paro | 30.0 | Group C | INDIA | 0 | BTN | #REF! | 0 | 2300 | 0 | 0 | 2300 | 0 | 0 | 2300
293.0 | g) 40A | each | 1.0 | Paro | 30.0 | Group C | INDIA | 0 | BTN | #REF! | 0 | 2300 | 0 | 0 | 2300 | 0 | 0 | 2300
294.0 | h)63A | each | 1.0 | Paro | 30.0 | Group C | INDIA | 0 | BTN | #REF! | 0 | 2350 | 0 | 0 | 2350 | 0 | 0 | 2350
295.0 | Double pole/DP RCCB, 230V, A.C, 100mA(Havells) | NA | 1.0 | Paro | 30.0 | Group C | INDIA | 0 | BTN | #REF! | 0 | 0 | 0 | 0 | 0 | 0 | 0 | 0
296.0 | a) 32A | each | 1.0 | Paro | 30.0 | Group C | INDIA | 0 | BTN | #REF! | 0 | 2450 | 0 | 0 | 2450 | 0 | 0 | 2450
297.0 | b) 40A | each | 1.0 | Paro | 30.0 | Group C | INDIA | 0 | BTN | #REF! | 0 | 2544 | 0 | 0 | 2544 | 0 | 0 | 2544
298.0 | c) 63A | each | 1.0 | Paro | 30.0 | Group C | INDIA | 0 | BTN | #REF! | 0 | 3520 | 0 | 0 | 3520 | 0 | 0 | 3520
299.0 | Double pole/DP RCCB, 230V, A.C, 100mA(Legrand) | NA | 1.0 | Paro | 30.0 | Group C | INDIA | 0 | BTN | #REF! | 0 | 0 | 0 | 0 | 0 | 0 | 0 | 0
300.0 | a) 32A | each | 1.0 | Paro | 30.0 | Group C | INDIA | 0 | BTN | #REF! | 0 | 2650 | 0 | 0 | 2650 | 0 | 0 | 2650
301.0 | b) 40A | each | 1.0 | Paro | 30.0 | Group C | INDIA | 0 | BTN | #REF! | 0 | 2750 | 0 | 0 | 2750 | 0 | 0 | 2750
302.0 | c) 63A | each | 1.0 | Paro | 30.0 | Group C | INDIA | 0 | BTN | #REF! | 0 | 3600 | 0 | 0 | 3600 | 0 | 0 | 3600
303.0 | 4 Pole/TPNRCCB, 415V, A.C 100mA (Legrand) | NA | 1.0 | Paro | 30.0 | Group C | INDIA | 0 | BTN | #REF! | 0 | 0 | 0 | 0 | 0 | 0 | 0 | 0
304.0 | a) 32A | each | 1.0 | Paro | 30.0 | Group C | INDIA | 0 | BTN | #REF! | 0 | 2600 | 0 | 0 | 2600 | 0 | 0 | 2600
305.0 | b) 40A | each | 1.0 | Paro | 30.0 | Group C | INDIA | 0 | BTN | #REF! | 0 | 3099 | 0 | 0 | 3099 | 0 | 0 | 3099
306.0 | c) 63A | each | 1.0 | Paro | 30.0 | Group C | INDIA | 0 | BTN | #REF! | 0 | 3599 | 0 | 0 | 3599 | 0 | 0 | 3599
307.0 | d) 100A | each | 1.0 | Paro | 30.0 | Group C | INDIA | 0 | BTN | #REF! | 0 | 6990 | 0 | 0 | 6990 | 0 | 0 | 6990
308.0 | 4- pole/ TPN RCCB, 415V, A.C, 100mA(Havells) | NA | 1.0 | Paro | 30.0 | Group C | INDIA | 0 | BTN | #REF! | 0 | 0 | 0 | 0 | 0 | 0 | 0 | 0
309.0 | a) 32A | each | 1.0 | Paro | 30.0 | Group C | INDIA | 0 | BTN | #REF! | 0 | 2550 | 0 | 0 | 2550 | 0 | 0 | 2550
310.0 | b) 40A | each | 1.0 | Paro | 30.0 | Group C | INDIA | 0 | BTN | #REF! | 0 | 3080 | 0 | 0 | 3080 | 0 | 0 | 3080
311.0 | c) 63A | each | 1.0 | Paro | 30.0 | Group C | INDIA | 0 | BTN | #REF! | 0 | 3588 | 0 | 0 | 3588 | 0 | 0 | 3588
312.0 | d)100A | each | 1.0 | Paro | 30.0 | Group C | INDIA | 0 | BTN | #REF! | 0 | 6890 | 0 | 0 | 6890 | 0 | 0 | 6890
313.0 | 4- pole RCCB, 230V, A.C, 300mA(Anchor) | NA | 1.0 | Paro | 30.0 | Group C | INDIA | 0 | BTN | #REF! | 0 | 0 | 0 | 0 | 0 | 0 | 0 | 0
314.0 | a) 32A | each | 1.0 | Paro | 30.0 | Group C | INDIA | 0 | BTN | #REF! | 0 | 6500 | 0 | 0 | 6500 | 0 | 0 | 6500
315.0 | b) 40A | each | 1.0 | Paro | 30.0 | Group C | INDIA | 0 | BTN | #REF! | 0 | 7490 | 0 | 0 | 7490 | 0 | 0 | 7490
316.0 | c) 63A | each | 1.0 | Paro | 30.0 | Group C | INDIA | 0 | BTN | #REF! | 0 | 11400 | 0 | 0 | 11400 | 0 | 0 | 11400
317.0 | d) 100A | each | 1.0 | Paro | 30.0 | Group C | INDIA | 0 | BTN | #REF! | 0 | 13500 | 0 | 0 | 13500 | 0 | 0 | 13500
318.0 | SPN DB, 230V, A.C with metal door(Havells/Anchor) | NA | 1.0 | Paro | 30.0 | Group C | INDIA | 0 | BTN | #REF! | 0 | 0 | 0 | 0 | 0 | 0 | 0 | 0
319.0 | a) 2 way | each | 1.0 | Paro | 30.0 | Group C | INDIA | 0 | BTN | #REF! | 0 | 160 | 0 | 0 | 160 | 0 | 0 | 160
320.0 | b) 4 way | each | 1.0 | Paro | 30.0 | Group C | INDIA | 0 | BTN | #REF! | 0 | 310 | 0 | 0 | 310 | 0 | 0 | 310
321.0 | c) 6 way | each | 1.0 | Paro | 30.0 | Group C | INDIA | 0 | BTN | #REF! | 0 | 399 | 0 | 0 | 399 | 0 | 0 | 399
322.0 | d) 8 way | each | 1.0 | Paro | 30.0 | Group C | INDIA | 0 | BTN | #REF! | 0 | 545 | 0 | 0 | 545 | 0 | 0 | 545
323.0 | e) 10 way | each | 1.0 | Paro | 30.0 | Group C | INDIA | 0 | BTN | #REF! | 0 | 599 | 0 | 0 | 599 | 0 | 0 | 599
324.0 | f) 12 way | each | 1.0 | Paro | 30.0 | Group C | INDIA | 0 | BTN | #REF! | 0 | 625 | 0 | 0 | 625 | 0 | 0 | 625
325.0 | g) 16 way | each | 1.0 | Paro | 30.0 | Group C | INDIA | 0 | BTN | #REF! | 0 | 770 | 0 | 0 | 770 | 0 | 0 | 770
326.0 | h) 18 way | each | 1.0 | Paro | 30.0 | Group C | INDIA | 0 | BTN | #REF! | 0 | 1600 | 0 | 0 | 1600 | 0 | 0 | 1600
327.0 | SPN DB, 230V, A.C with metal door(Legrand) | NA | 1.0 | Paro | 30.0 | Group C | INDIA | 0 | BTN | #REF! | 0 | 0 | 0 | 0 | 0 | 0 | 0 | 0
328.0 | a) 2 way | each | 1.0 | Paro | 30.0 | Group C | INDIA | 0 | BTN | #REF! | 0 | 190 | 0 | 0 | 190 | 0 | 0 | 190
329.0 | b) 4 way | each | 1.0 | Paro | 30.0 | Group C | INDIA | 0 | BTN | #REF! | 0 | 576 | 0 | 0 | 576 | 0 | 0 | 576
330.0 | c) 6 way | each | 1.0 | Paro | 30.0 | Group C | INDIA | 0 | BTN | #REF! | 0 | 672 | 0 | 0 | 672 | 0 | 0 | 672
331.0 | d) 8 way | each | 1.0 | Paro | 30.0 | Group C | INDIA | 0 | BTN | #REF! | 0 | 765 | 0 | 0 | 765 | 0 | 0 | 765
332.0 | e) 10 way | each | 1.0 | Paro | 30.0 | Group C | INDIA | 0 | BTN | #REF! | 0 | 864 | 0 | 0 | 864 | 0 | 0 | 864
333.0 | f) 12 way | each | 1.0 | Paro | 30.0 | Group C | INDIA | 0 | BTN | #REF! | 0 | 960 | 0 | 0 | 960 | 0 | 0 | 960
334.0 | g) 16 way | each | 1.0 | Paro | 30.0 | Group C | INDIA | 0 | BTN | #REF! | 0 | 1120 | 0 | 0 | 1120 | 0 | 0 | 1120
335.0 | h) 18 way | each | 1.0 | Paro | 30.0 | Group C | INDIA | 0 | BTN | #REF! | 0 | 1900 | 0 | 0 | 1900 | 0 | 0 | 1900
336.0 | TPN DB, 230V, A.C with metal door(Havells/Anchor) | NA | 1.0 | Paro | 30.0 | Group C | INDIA | 0 | BTN | #REF! | 0 | 0 | 0 | 0 | 0 | 0 | 0 | 0
337.0 | a) 4 way | each | 1.0 | Paro | 30.0 | Group C | INDIA | 0 | BTN | #REF! | 0 | 2399 | 0 | 0 | 2399 | 0 | 0 | 2399
338.0 | b) 6 way | each | 1.0 | Paro | 30.0 | Group C | INDIA | 0 | BTN | #REF! | 0 | 2999 | 0 | 0 | 2999 | 0 | 0 | 2999
339.0 | c) 8 way | each | 1.0 | Paro | 30.0 | Group C | INDIA | 0 | BTN | #REF! | 0 | 3299 | 0 | 0 | 3299 | 0 | 0 | 3299
340.0 | d) 10 way | each | 1.0 | Paro | 30.0 | Group C | INDIA | 0 | BTN | #REF! | 0 | 3999 | 0 | 0 | 3999 | 0 | 0 | 3999
341.0 | e) 12 way | each | 1.0 | Paro | 30.0 | Group C | INDIA | 0 | BTN | #REF! | 0 | 4300 | 0 | 0 | 4300 | 0 | 0 | 4300
342.0 | f) 16 way | each | 1.0 | Paro | 30.0 | Group C | INDIA | 0 | BTN | #REF! | 0 | 4999 | 0 | 0 | 4999 | 0 | 0 | 4999
343.0 | g) 18 way | each | 1.0 | Paro | 30.0 | Group C | INDIA | 0 | BTN | #REF! | 0 | 5200 | 0 | 0 | 5200 | 0 | 0 | 5200
344.0 | TPN DB, 230V, A.C with metal door(Legrand) | NA | 1.0 | Paro | 30.0 | Group C | INDIA | 0 | BTN | #REF! | 0 | 0 | 0 | 0 | 0 | 0 | 0 | 0
345.0 | a) 4 way | each | 1.0 | Paro | 30.0 | Group C | INDIA | 0 | BTN | #REF! | 0 | 2199 | 0 | 0 | 2199 | 0 | 0 | 2199
346.0 | b) 6 way | each | 1.0 | Paro | 30.0 | Group C | INDIA | 0 | BTN | #REF! | 0 | 2899 | 0 | 0 | 2899 | 0 | 0 | 2899
347.0 | c) 8 way | each | 1.0 | Paro | 30.0 | Group C | INDIA | 0 | BTN | #REF! | 0 | 3199 | 0 | 0 | 3199 | 0 | 0 | 3199
348.0 | d) 10 way | each | 1.0 | Paro | 30.0 | Group C | INDIA | 0 | BTN | #REF! | 0 | 3899 | 0 | 0 | 3899 | 0 | 0 | 3899
349.0 | e) 12 way | each | 1.0 | Paro | 30.0 | Group C | INDIA | 0 | BTN | #REF! | 0 | 4199 | 0 | 0 | 4199 | 0 | 0 | 4199
350.0 | f) 16 way | each | 1.0 | Paro | 30.0 | Group C | INDIA | 0 | BTN | #REF! | 0 | 4899 | 0 | 0 | 4899 | 0 | 0 | 4899
351.0 | g) 18 way | each | 1.0 | Paro | 30.0 | Group C | INDIA | 0 | BTN | #REF! | 0 | 5100 | 0 | 0 | 5100 | 0 | 0 | 5100
352.0 | Panel mounting MCCB-4 pole,25KA,415V(Havells) | NA | 1.0 | Paro | 30.0 | Group C | INDIA | 0 | BTN | #REF! | 0 | 0 | 0 | 0 | 0 | 0 | 0 | 0
353.0 | a) 63A | each | 1.0 | Paro | 30.0 | Group C | INDIA | 0 | BTN | #REF! | 0 | 0 | 0 | 0 | 0 | 0 | 0 | 0
354.0 | b) 100A | each | 1.0 | Paro | 30.0 | Group C | INDIA | 0 | BTN | #REF! | 0 | 0 | 0 | 0 | 0 | 0 | 0 | 0
355.0 | c) 125A | each | 1.0 | Paro | 30.0 | Group C | INDIA | 0 | BTN | #REF! | 0 | 0 | 0 | 0 | 0 | 0 | 0 | 0
356.0 | d)160A | each | 1.0 | Paro | 30.0 | Group C | INDIA | 0 | BTN | #REF! | 0 | 0 | 0 | 0 | 0 | 0 | 0 | 0
357.0 | Panel mounting MCCB-4 pole,36KA,415V(Havells) | NA | 1.0 | Paro | 30.0 | Group C | INDIA | 0 | BTN | #REF! | 0 | 99 | 0 | 0 | 99 | 0 | 0 | 99
358.0 | a) 63A | each | 1.0 | Paro | 30.0 | Group C | INDIA | 0 | BTN | #REF! | 0 | 8900 | 0 | 0 | 8900 | 0 | 0 | 8900
359.0 | b) 100A | each | 1.0 | Paro | 30.0 | Group C | INDIA | 0 | BTN | #REF! | 0 | 11900 | 0 | 0 | 11900 | 0 | 0 | 11900
360.0 | c) 125A | each | 1.0 | Paro | 30.0 | Group C | INDIA | 0 | BTN | #REF! | 0 | 12900 | 0 | 0 | 12900 | 0 | 0 | 12900
361.0 | d)160A | each | 1.0 | Paro | 30.0 | Group C | INDIA | 0 | BTN | #REF! | 0 | 13290 | 0 | 0 | 13290 | 0 | 0 | 13290
362.0 | Panel mounting MCCB-4 pole,36KA,415V(Havells) | NA | 1.0 | Paro | 30.0 | Group C | INDIA | 0 | BTN | #REF! | 0 | 99 | 0 | 0 | 99 | 0 | 0 | 99
363.0 | a) 63A | each | 1.0 | Paro | 30.0 | Group C | INDIA | 0 | BTN | #REF! | 0 | 8900 | 0 | 0 | 8900 | 0 | 0 | 8900
364.0 | b) 100A | each | 1.0 | Paro | 30.0 | Group C | INDIA | 0 | BTN | #REF! | 0 | 11900 | 0 | 0 | 11900 | 0 | 0 | 11900
365.0 | c) 125A | each | 1.0 | Paro | 30.0 | Group C | INDIA | 0 | BTN | #REF! | 0 | 12900 | 0 | 0 | 12900 | 0 | 0 | 12900
366.0 | d)160A | each | 1.0 | Paro | 30.0 | Group C | INDIA | 0 | BTN | #REF! | 0 | 13290 | 0 | 0 | 13290 | 0 | 0 | 13290
367.0 | e) 250A | each | 1.0 | Paro | 30.0 | Group C | INDIA | 0 | BTN | #REF! | 0 | 19800 | 0 | 0 | 19800 | 0 | 0 | 19800
368.0 | Panel mounting MCCB-4 pole,70KA,415V(Havells) | NA | 1.0 | Paro | 30.0 | Group C | INDIA | 0 | BTN | #REF! | 0 | 6 | 0 | 0 | 6 | 0 | 0 | 6
369.0 | a) 63A | each | 1.0 | Paro | 30.0 | Group C | INDIA | 0 | BTN | #REF! | 0 | 11990 | 0 | 0 | 11990 | 0 | 0 | 11990
370.0 | b) 100A | each | 1.0 | Paro | 30.0 | Group C | INDIA | 0 | BTN | #REF! | 0 | 14900 | 0 | 0 | 14900 | 0 | 0 | 14900
371.0 | c) 125A | each | 1.0 | Paro | 30.0 | Group C | INDIA | 0 | BTN | #REF! | 0 | 18900 | 0 | 0 | 18900 | 0 | 0 | 18900
372.0 | d)160A | each | 1.0 | Paro | 30.0 | Group C | INDIA | 0 | BTN | #REF! | 0 | 22900 | 0 | 0 | 22900 | 0 | 0 | 22900
373.0 | e)250A | each | 1.0 | Paro | 30.0 | Group C | INDIA | 0 | BTN | #REF! | 0 | 28900 | 0 | 0 | 28900 | 0 | 0 | 28900
374.0 | f)400A | each | 1.0 | Paro | 30.0 | Group C | INDIA | 0 | BTN | #REF! | 0 | 48900 | 0 | 0 | 48900 | 0 | 0 | 48900
375.0 | g)630 | each | 1.0 | Paro | 30.0 | Group C | INDIA | 0 | BTN | #REF! | 0 | 78900 | 0 | 0 | 78900 | 0 | 0 | 78900
376.0 | h) 800A | each | 1.0 | Paro | 30.0 | Group C | INDIA | 0 | BTN | #REF! | 0 | 94000 | 0 | 0 | 94000 | 0 | 0 | 94000
377.0 | switchs(Anchor) | NA | 1.0 | Paro | 30.0 | Group C | INDIA | 0 | BTN | #REF! | 0 | 0 | 0 | 0 | 0 | 0 | 0 | 0
378.0 | a)6A switch SP- 1way(Anchor) | each | 1.0 | Paro | 30.0 | Group C | INDIA | 0 | BTN | #REF! | 0 | 20 | 0 | 0 | 20 | 0 | 0 | 20
379.0 | b)6A switch SP- 1way with indicator(Anchor) | each | 1.0 | Paro | 30.0 | Group C | INDIA | 0 | BTN | #REF! | 0 | 45 | 0 | 0 | 45 | 0 | 0 | 45
380.0 | c)16A switch SP- 2way(Anchor) | each | 1.0 | Paro | 30.0 | Group C | INDIA | 0 | BTN | #REF! | 0 | 45 | 0 | 0 | 45 | 0 | 0 | 45
381.0 | d)6A switch SP- 2way with indicator(Anchor) | each | 1.0 | Paro | 30.0 | Group C | INDIA | 0 | BTN | #REF! | 0 | 0 | 0 | 0 | 0 | 0 | 0 | 0
382.0 | e) Bell push switch(Anchor) | each | 1.0 | Paro | 30.0 | Group C | INDIA | 0 | BTN | #REF! | 0 | 38 | 0 | 0 | 38 | 0 | 0 | 38
383.0 | f) Bed switch (Anchor type) | each | 1.0 | Paro | 30.0 | Group C | INDIA | 0 | BTN | #REF! | 0 | 46 | 0 | 0 | 46 | 0 | 0 | 46
384.0 | switchs( Roma) | NA | 1.0 | Paro | 30.0 | Group C | INDIA | 0 | BTN | #REF! | 0 | 0 | 0 | 0 | 0 | 0 | 0 | 0
385.0 | a)6A switch SP- 1way( Roma)21011 | each | 1.0 | Paro | 30.0 | Group C | INDIA | 0 | BTN | #REF! | 0 | 59 | 0 | 0 | 59 | 0 | 0 | 59
386.0 | b)6A switch SP- 1way with indicator(Roma)21033 | each | 1.0 | Paro | 30.0 | Group C | INDIA | 0 | BTN | #REF! | 0 | 80 | 0 | 0 | 80 | 0 | 0 | 80
387.0 | c)6A switch SP- 2way( Roma)21022 | each | 1.0 | Paro | 30.0 | Group C | INDIA | 0 | BTN | #REF! | 0 | 0 | 0 | 0 | 0 | 0 | 0 | 0
388.0 | d)16A switch SP- 2way with indicator( Roma)21521 | each | 1.0 | Paro | 30.0 | Group C | INDIA | 0 | BTN | #REF! | 0 | 0 | 0 | 0 | 0 | 0 | 0 | 0
389.0 | e) Bell push switch( Roma)21044 | each | 1.0 | Paro | 30.0 | Group C | INDIA | 0 | BTN | #REF! | 0 | 112 | 0 | 0 | 112 | 0 | 0 | 112
390.0 | f) 16/20A SP- 1/2 way switch (Roma) | each | 1.0 | Paro | 30.0 | Group C | INDIA | 0 | BTN | #REF! | 0 | 189 | 0 | 0 | 189 | 0 | 0 | 189
391.0 | Switches (legrand/Gold Medal type) | NA | 1.0 | Paro | 30.0 | Group C | INDIA | 0 | BTN | #REF! | 0 | 0 | 0 | 0 | 0 | 0 | 0 | 0
392.0 | f)10 Amps switch | each | 1.0 | Paro | 30.0 | Group C | INDIA | 0 | BTN | #REF! | 0 | 65 | 0 | 0 | 65 | 0 | 0 | 65
393.0 | g)20 Amps switch | each | 1.0 | Paro | 30.0 | Group C | INDIA | 0 | BTN | #REF! | 0 | 128 | 0 | 0 | 128 | 0 | 0 | 128
394.0 | Sockets (Legrand/Gold Medal type ) | NA | 1.0 | Paro | 30.0 | Group C | INDIA | 0 | BTN | #REF! | 0 | 0 | 0 | 0 | 0 | 0 | 0 | 0
395.0 | a) 2-pin 6A socket | each | 1.0 | Paro | 30.0 | Group C | INDIA | 0 | BTN | #REF! | 0 | 78 | 0 | 0 | 78 | 0 | 0 | 78
396.0 | b) 3-pin 6A socket | each | 1.0 | Paro | 30.0 | Group C | INDIA | 0 | BTN | #REF! | 0 | 105 | 0 | 0 | 105 | 0 | 0 | 105
397.0 | c) 3-pin 16A socket | each | 1.0 | Paro | 30.0 | Group C | INDIA | 0 | BTN | #REF! | 0 | 180 | 0 | 0 | 180 | 0 | 0 | 180
398.0 | d)5 pin16A/20A socket | each | 1.0 | Paro | 30.0 | Group C | INDIA | 0 | BTN | #REF! | 0 | 189 | 0 | 0 | 189 | 0 | 0 | 189
399.0 | Sockets (ROMA ) | NA | 1.0 | Paro | 30.0 | Group C | INDIA | 0 | BTN | #REF! | 0 | 0 | 0 | 0 | 0 | 0 | 0 | 0
400.0 | a) 2-pin 6A socket (Roma) | each | 1.0 | Paro | 30.0 | Group C | INDIA | 0 | BTN | #REF! | 0 | 75 | 0 | 0 | 75 | 0 | 0 | 75
401.0 | b) 3-pin 6A socket (Roma) | each | 1.0 | Paro | 30.0 | Group C | INDIA | 0 | BTN | #REF! | 0 | 103 | 0 | 0 | 103 | 0 | 0 | 103
402.0 | c) 3-pin 16A socket (Roma) | each | 1.0 | Paro | 30.0 | Group C | INDIA | 0 | BTN | #REF! | 0 | 185 | 0 | 0 | 185 | 0 | 0 | 185
403.0 | d) 5 pin16A socket (Roma) | each | 1.0 | Paro | 30.0 | Group C | INDIA | 0 | BTN | #REF! | 0 | 189 | 0 | 0 | 189 | 0 | 0 | 189
404.0 | e) 5/6 pin,16/20A switch/socket combined with shutter & box (Roma) | each | 1.0 | Paro | 30.0 | Group C | INDIA | 0 | BTN | #REF! | 0 | 499 | 0 | 0 | 499 | 0 | 0 | 499
405.0 | f) 3-pin 6A socket (Roma) | each | 1.0 | Paro | 30.0 | Group C | INDIA | 0 | BTN | #REF! | 0 | 149 | 0 | 0 | 149 | 0 | 0 | 149
406.0 | g) 3-pin 16A socket (Roma) | each | 1.0 | Paro | 30.0 | Group C | INDIA | 0 | BTN | #REF! | 0 | 189 | 0 | 0 | 189 | 0 | 0 | 189
407.0 | h) 5 pin16A socket (Roma) | each | 1.0 | Paro | 30.0 | Group C | INDIA | 0 | BTN | #REF! | 0 | 211 | 0 | 0 | 211 | 0 | 0 | 211
408.0 | i) Dimmer Dura 1000W, Roma 30136 | each | 1.0 | Paro | 30.0 | Group C | INDIA | 0 | BTN | #REF! | 0 | 369 | 0 | 0 | 369 | 0 | 0 | 369
409.0 | Sockets (Anchor) | NA | 1.0 | Paro | 30.0 | Group C | INDIA | 0 | BTN | #REF! | 0 | 0 | 0 | 0 | 0 | 0 | 0 | 0
410.0 | a) SS Power socket/ 5/6 pin,6/16A switch/socket with fuse light indicator combined with box | each | 1.0 | Paro | 30.0 | Group C | INDIA | 0 | BTN | #REF! | 0 | 179 | 0 | 0 | 179 | 0 | 0 | 179
411.0 | b) SS Power socket/ 5/6 pin,6/16A switch/socket combined without box | each | 1.0 | Paro | 30.0 | Group C | INDIA | 0 | BTN | #REF! | 0 | 149 | 0 | 0 | 149 | 0 | 0 | 149
412.0 | i) T.V socket outlet single Anchor 21157 | each | 1.0 | Paro | 30.0 | Group C | INDIA | 0 | BTN | #REF! | 0 | 45 | 0 | 0 | 45 | 0 | 0 | 45
413.0 | j) USB (universal Service Bus) jack port (Legrand/Gold Medal) | each | 1.0 | Paro | 30.0 | Group C | INDIA | 0 | BTN | #REF! | 0 | 0 | 0 | 0 | 0 | 0 | 0 | 0
414.0 | k) Universal Multi plug. 16Amps (Anchor) | each | 1.0 | Paro | 30.0 | Group C | INDIA | 0 | BTN | #REF! | 0 | 126 | 0 | 0 | 126 | 0 | 0 | 126
415.0 | Dimmer/regulator Anchor | each | 1.0 | Paro | 30.0 | Group C | INDIA | 0 | BTN | #REF! | 0 | 239 | 0 | 0 | 239 | 0 | 0 | 239
416.0 | a) Fan step regulator Dura 100 W Anchor 22546 | each | 1.0 | Paro | 30.0 | Group C | INDIA | 0 | BTN | #REF! | 0 | 0 | 0 | 0 | 0 | 0 | 0 | 0
417.0 | b)Dimmer Dura 1000W,Anchor or anchor | each | 1.0 | Paro | 30.0 | Group C | INDIA | 0 | BTN | #REF! | 0 | 0 | 0 | 0 | 0 | 0 | 0 | 0
418.0 | TV cable & socket/internet | NA | 1.0 | Paro | 30.0 | Group C | INDIA | 0 | BTN | #REF! | 0 | 39 | 0 | 0 | 39 | 0 | 0 | 39
419.0 | c) TV coaxial socket | each | 1.0 | Paro | 30.0 | Group C | INDIA | 0 | BTN | #REF! | 0 | 23 | 0 | 0 | 23 | 0 | 0 | 23
420.0 | d) Internet socket RJ 45 Anchor 30555 | each | 1.0 | Paro | 30.0 | Group C | INDIA | 0 | BTN | #REF! | 0 | 43 | 0 | 0 | 43 | 0 | 0 | 43
421.0 | e) Telephone socket RJ11 Anchor 20857 | each | 1.0 | Paro | 30.0 | Group C | INDIA | 0 | BTN | #REF! | 0 | 89 | 0 | 0 | 89 | 0 | 0 | 89
422.0 | HOLDERS | NA | 1.0 | Paro | 30.0 | Group C | INDIA | 0 | BTN | #REF! | 0 | 29 | 0 | 0 | 29 | 0 | 0 | 29
423.0 | f) Batten holder (Anchor) | each | 1.0 | Paro | 30.0 | Group C | INDIA | 0 | BTN | #REF! | 0 | 35 | 0 | 0 | 35 | 0 | 0 | 35
424.0 | g) Pendant holder (Anchor) | each | 1.0 | Paro | 30.0 | Group C | INDIA | 0 | BTN | #REF! | 0 | 34 | 0 | 0 | 34 | 0 | 0 | 34
425.0 | h) Angle holder (Anchor) | each | 1.0 | Paro | 30.0 | Group C | INDIA | 0 | BTN | #REF! | 0 | 34 | 0 | 0 | 34 | 0 | 0 | 34
426.0 | i) Ceiling rose/circular, 2 plate (PVC) 6A (Anchor) | each | 1.0 | Paro | 30.0 | Group C | INDIA | 0 | BTN | #REF! | 0 | 34 | 0 | 0 | 34 | 0 | 0 | 34
427.0 | j) Batten holder (GOLD MEDAL) | each | 1.0 | Paro | 30.0 | Group C | INDIA | 0 | BTN | #REF! | 0 | 24 | 0 | 0 | 24 | 0 | 0 | 24
428.0 | k) Pendant holder (GOLD MEDAL) | each | 1.0 | Paro | 30.0 | Group C | INDIA | 0 | BTN | #REF! | 0 | 34 | 0 | 0 | 34 | 0 | 0 | 34
429.0 | Bakelite sheet cover or anchor or anchor Roma | NA | 1.0 | Paro | 30.0 | Group C | INDIA | 0 | BTN | #REF! | 0 | 30 | 0 | 0 | 30 | 0 | 0 | 30
430.0 | a) 75x75x38mm | each | 1.0 | Paro | 30.0 | Group C | INDIA | 0 | BTN | #REF! | 0 | 0 | 0 | 0 | 0 | 0 | 0 | 0
431.0 | b) 75x100x38mm | each | 1.0 | Paro | 30.0 | Group C | INDIA | 0 | BTN | #REF! | 0 | 18 | 0 | 0 | 18 | 0 | 0 | 18
432.0 | c) 100x150x38mm | each | 1.0 | Paro | 30.0 | Group C | INDIA | 0 | BTN | #REF! | 0 | 23 | 0 | 0 | 23 | 0 | 0 | 23
433.0 | d) 150x180x38mm | each | 1.0 | Paro | 30.0 | Group C | INDIA | 0 | BTN | #REF! | 0 | 32 | 0 | 0 | 32 | 0 | 0 | 32
434.0 | e)100x200x38mm | each | 1.0 | Paro | 30.0 | Group C | INDIA | 0 | BTN | #REF! | 0 | 39 | 0 | 0 | 39 | 0 | 0 | 39
435.0 | LED Lamp | each | 1.0 | Paro | 30.0 | Group C | INDIA | 0 | BTN | #REF! | 0 | 190 | 0 | 0 | 190 | 0 | 0 | 190
436.0 | Sample photo: LED lamp:1000W | set | 1.0 | Paro | 30.0 | Group C | INDIA | 0 | BTN | #REF! | 0 | 3890 | 0 | 0 | 3890 | 0 | 0 | 3890
437.0 | Post top lantern with all acessories(Phillips) | NA | 1.0 | Paro | 30.0 | Group C | INDIA | 0 | BTN | #REF! | 0 | 0 | 0 | 0 | 0 | 0 | 0 | 0
438.0 | a)HPC 101 1xHPLN-125W E | set | 1.0 | Paro | 30.0 | Group C | INDIA | 0 | BTN | #REF! | 0 | 7890 | 0 | 0 | 7890 | 0 | 0 | 7890
439.0 | b)SPC 1xSON70(E) | set | 1.0 | Paro | 30.0 | Group C | INDIA | 0 | BTN | #REF! | 0 | 12500 | 0 | 0 | 12500 | 0 | 0 | 12500
440.0 | c)SPC 1xSON -I-70W E | set | 1.0 | Paro | 30.0 | Group C | INDIA | 0 | BTN | #REF! | 0 | 12900 | 0 | 0 | 12900 | 0 | 0 | 12900
441.0 | Post top latern for fixing LED bulb luminiare in general lightging fixtures | set | 1.0 | Paro | 30.0 | Group C | INDIA | 0 | BTN | #REF! | 0 | 11900 | 0 | 0 | 11900 | 0 | 0 | 11900
442.0 | Post top lantern with glass glove/reflector (octagonal shape/circular/pentagonal shape in general dia,etc) for compound lightging for 2-pin type bulb holder-all acessories(Phillips/bajaj/Havells,etc) | each | 1.0 | Paro | 30.0 | Group C | INDIA | 0 | BTN | #REF! | 0 | 6890 | 0 | 0 | 6890 | 0 | 0 | 6890
443.0 | Flood light luminiare with all acessories(Phillps) | NA | 1.0 | Paro | 30.0 | Group C | INDIA | 0 | BTN | #REF! | 0 | 0 | 0 | 0 | 0 | 0 | 0 | 0
444.0 | a)1x250W, SNF I 14 1xSONT250W NB | set | 1.0 | Paro | 30.0 | Group C | INDIA | 0 | BTN | #REF! | 0 | 11200 | 0 | 0 | 11200 | 0 | 0 | 11200
445.0 | b)1x250W, SNF I 14 1xHPIT250W NB | set | 1.0 | Paro | 30.0 | Group C | INDIA | 0 | BTN | #REF! | 0 | 11990 | 0 | 0 | 11990 | 0 | 0 | 11990
446.0 | c)1x400W, SNF I 14 1xSONT250W WB | set | 1.0 | Paro | 30.0 | Group C | INDIA | 0 | BTN | #REF! | 0 | 12500 | 0 | 0 | 12500 | 0 | 0 | 12500
447.0 | d)1x400W, SNF I 14 1xHPIT250WNB | set | 1.0 | Paro | 30.0 | Group C | INDIA | 0 | BTN | #REF! | 0 | 12700 | 0 | 0 | 12700 | 0 | 0 | 12700
448.0 | e) Halogen lamp, 1x1000W, NVC5021xHALTDL | set | 1.0 | Paro | 30.0 | Group C | INDIA | 0 | BTN | #REF! | 0 | 2290 | 0 | 0 | 2290 | 0 | 0 | 2290
449.0 | e) Halogen lamp, 1x500W, QVF I 35 HALTDS500W | set | 1.0 | Paro | 30.0 | Group C | INDIA | 0 | BTN | #REF! | 0 | 899 | 0 | 0 | 899 | 0 | 0 | 899
450.0 | f) Highbay NDC2031XHPLN125W | set | 1.0 | Paro | 30.0 | Group C | INDIA | 0 | BTN | #REF! | 0 | 2890 | 0 | 0 | 2890 | 0 | 0 | 2890
451.0 | g)Bulk head NX101 1xA60-60W-CL B22 | set | 1.0 | Paro | 30.0 | Group C | INDIA | 0 | BTN | #REF! | 0 | 1690 | 0 | 0 | 1690 | 0 | 0 | 1690
452.0 | LED Flood Light luminiare (Havells/Victor) | NA | 1.0 | Paro | 30.0 | Group C | INDIA | 0 | BTN | #REF! | 0 | 900 | 0 | 0 | 900 | 0 | 0 | 900
453.0 | a) 30 Watt | each | 1.0 | Paro | 30.0 | Group C | INDIA | 0 | BTN | #REF! | 0 | 1399 | 0 | 0 | 1399 | 0 | 0 | 1399
454.0 | b) 36Watt | each | 1.0 | Paro | 30.0 | Group C | INDIA | 0 | BTN | #REF! | 0 | 1450 | 0 | 0 | 1450 | 0 | 0 | 1450
455.0 | c) 55Watt | each | 1.0 | Paro | 30.0 | Group C | INDIA | 0 | BTN | #REF! | 0 | 1600 | 0 | 0 | 1600 | 0 | 0 | 1600
456.0 | d) 100Watt | each | 1.0 | Paro | 30.0 | Group C | INDIA | 0 | BTN | #REF! | 0 | 3800 | 0 | 0 | 3800 | 0 | 0 | 3800
457.0 | e) 1000Watt | each | 1.0 | Paro | 30.0 | Group C | INDIA | 0 | BTN | #REF! | 0 | 65000 | 0 | 0 | 65000 | 0 | 0 | 65000
458.0 | f) 1500Watt | each | 1.0 | Paro | 30.0 | Group C | INDIA | 0 | BTN | #REF! | 0 | 72000 | 0 | 0 | 72000 | 0 | 0 | 72000
459.0 | Flame proof bulk with all accessories(Phillips) | NA | 1.0 | Paro | 30.0 | Group C | INDIA | 0 | BTN | #REF! | 0 | 0 | 0 | 0 | 0 | 0 | 0 | 0
460.0 | a)1x60/200W (BC/ES) | set | 1.0 | Paro | 30.0 | Group C | INDIA | 0 | BTN | #REF! | 0 | 11999 | 0 | 0 | 11999 | 0 | 0 | 11999
461.0 | b)1x80/125WHPL-N(BC) | set | 1.0 | Paro | 30.0 | Group C | INDIA | 0 | BTN | #REF! | 0 | 12666 | 0 | 0 | 12666 | 0 | 0 | 12666
462.0 | c)1x160W ML-N(ES) | set | 1.0 | Paro | 30.0 | Group C | INDIA | 0 | BTN | #REF! | 0 | 12890 | 0 | 0 | 12890 | 0 | 0 | 12890
463.0 | Call bell | NA | 1.0 | Paro | 30.0 | Group C | INDIA | 0 | BTN | #REF! | 0 | 0 | 0 | 0 | 0 | 0 | 0 | 0
464.0 | a) Gong bell assembly | each | 1.0 | Paro | 30.0 | Group C | INDIA | 0 | BTN | #REF! | 0 | 169 | 0 | 0 | 169 | 0 | 0 | 169
465.0 | b) Buzzer bell assembly | each | 1.0 | Paro | 30.0 | Group C | INDIA | 0 | BTN | #REF! | 0 | 172 | 0 | 0 | 172 | 0 | 0 | 172
466.0 | c) Musical bell assembly | each | 1.0 | Paro | 30.0 | Group C | INDIA | 0 | BTN | #REF! | 0 | 176 | 0 | 0 | 176 | 0 | 0 | 176
467.0 | GLS lamp Bulb 230V, A.C ordinary | NA | 1.0 | Paro | 30.0 | Group C | INDIA | 0 | BTN | #REF! | 0 | 0 | 0 | 0 | 0 | 0 | 0 | 0
468.0 | a) 60W (Bajaj) | each | 1.0 | Paro | 30.0 | Group C | INDIA | 0 | BTN | #REF! | 0 | 15 | 0 | 0 | 15 | 0 | 0 | 15
469.0 | b)100W(Bajaj) | each | 1.0 | Paro | 30.0 | Group C | INDIA | 0 | BTN | #REF! | 0 | 19 | 0 | 0 | 19 | 0 | 0 | 19
470.0 | C)200W(Bajaj) | each | 1.0 | Paro | 30.0 | Group C | INDIA | 0 | BTN | #REF! | 0 | 38 | 0 | 0 | 38 | 0 | 0 | 38
471.0 | High Pressure mercury lamp 230V, A.C(Phillips) | NA | 1.0 | Paro | 30.0 | Group C | INDIA | 0 | BTN | #REF! | 0 | 0 | 0 | 0 | 0 | 0 | 0 | 0
472.0 | a) HPL-N 80W(BC/ES) | each | 1.0 | Paro | 30.0 | Group C | INDIA | 0 | BTN | #REF! | 0 | 2336 | 0 | 0 | 2336 | 0 | 0 | 2336
473.0 | b) HPL-N 125W(BC/ES) | each | 1.0 | Paro | 30.0 | Group C | INDIA | 0 | BTN | #REF! | 0 | 2445 | 0 | 0 | 2445 | 0 | 0 | 2445
474.0 | c) HPL-N 250W(BC/ES) | each | 1.0 | Paro | 30.0 | Group C | INDIA | 0 | BTN | #REF! | 0 | 2650 | 0 | 0 | 2650 | 0 | 0 | 2650
475.0 | d) HPL-N 400W(BC/ES) | each | 1.0 | Paro | 30.0 | Group C | INDIA | 0 | BTN | #REF! | 0 | 2999 | 0 | 0 | 2999 | 0 | 0 | 2999
476.0 | High Pressure sodium vapour lamp 230V, A.C(Phillips) | NA | 1.0 | Paro | 30.0 | Group C | INDIA | 0 | BTN | #REF! | 0 | 0 | 0 | 0 | 0 | 0 | 0 | 0
477.0 | a) SON-T 70W(E) (BC) | each | 1.0 | Paro | 30.0 | Group C | INDIA | 0 | BTN | #REF! | 0 | 1399 | 0 | 0 | 1399 | 0 | 0 | 1399
478.0 | b) SON-T 70W(I) (BC) | each | 1.0 | Paro | 30.0 | Group C | INDIA | 0 | BTN | #REF! | 0 | 1499 | 0 | 0 | 1499 | 0 | 0 | 1499
479.0 | c) SON-T 150W (ES) | each | 1.0 | Paro | 30.0 | Group C | INDIA | 0 | BTN | #REF! | 0 | 1750 | 0 | 0 | 1750 | 0 | 0 | 1750
480.0 | d) SON-T 250W (ES) | each | 1.0 | Paro | 30.0 | Group C | INDIA | 0 | BTN | #REF! | 0 | 1990 | 0 | 0 | 1990 | 0 | 0 | 1990
481.0 | e) SON-T 400W (ES) | each | 1.0 | Paro | 30.0 | Group C | INDIA | 0 | BTN | #REF! | 0 | 2300 | 0 | 0 | 2300 | 0 | 0 | 2300
482.0 | Metal halide lamp 230V, A.C(Phillips) | NA | 1.0 | Paro | 30.0 | Group C | INDIA | 0 | BTN | #REF! | 0 | 0 | 0 | 0 | 0 | 0 | 0 | 0
483.0 | a)HPI-T 250W (ES) | each | 1.0 | Paro | 30.0 | Group C | INDIA | 0 | BTN | #REF! | 0 | 790 | 0 | 0 | 790 | 0 | 0 | 790
484.0 | b) HPI-T 400W(ES) | each | 1.0 | Paro | 30.0 | Group C | INDIA | 0 | BTN | #REF! | 0 | 1890 | 0 | 0 | 1890 | 0 | 0 | 1890
485.0 | c)Tube rod 40W | each | 1.0 | Paro | 30.0 | Group C | INDIA | 0 | BTN | #REF! | 0 | 63 | 0 | 0 | 63 | 0 | 0 | 63
486.0 | Ceiling fan with all accessories(Havells/Anchor/cromptom) | NA | 1.0 | Paro | 30.0 | Group C | INDIA | 0 | BTN | #REF! | 0 | 0 | 0 | 0 | 0 | 0 | 0 | 0
487.0 | a) 1400rpm,900mm sweep | each | 1.0 | Paro | 30.0 | Group C | INDIA | 0 | BTN | #REF! | 0 | 1499 | 0 | 0 | 1499 | 0 | 0 | 1499
488.0 | b) 1400rpm,1200mm sweep | each | 1.0 | Paro | 30.0 | Group C | INDIA | 0 | BTN | #REF! | 0 | 1650 | 0 | 0 | 1650 | 0 | 0 | 1650
489.0 | c) 1400rpm,1400mm sweep | each | 1.0 | Paro | 30.0 | Group C | INDIA | 0 | BTN | #REF! | 0 | 1650 | 0 | 0 | 1650 | 0 | 0 | 1650
490.0 | Exhaust fan 230V, A.C(Havells) | NA | 1.0 | Paro | 30.0 | Group C | INDIA | 0 | BTN | #REF! | 0 | 0 | 0 | 0 | 0 | 0 | 0 | 0
491.0 | a)900 rpm,300mm sweep | each | 1.0 | Paro | 30.0 | Group C | INDIA | 0 | BTN | #REF! | 0 | 1199 | 0 | 0 | 1199 | 0 | 0 | 1199
492.0 | b)900 rpm,380mm sweep | each | 1.0 | Paro | 30.0 | Group C | INDIA | 0 | BTN | #REF! | 0 | 1750 | 0 | 0 | 1750 | 0 | 0 | 1750
493.0 | c)900 rpm,450mm sweep | each | 1.0 | Paro | 30.0 | Group C | INDIA | 0 | BTN | #REF! | 0 | 3390 | 0 | 0 | 3390 | 0 | 0 | 3390
494.0 | d)1400 rpm,300mm sweep | each | 1.0 | Paro | 30.0 | Group C | INDIA | 0 | BTN | #REF! | 0 | 3200 | 0 | 0 | 3200 | 0 | 0 | 3200
495.0 | e)1400 rpm,380mm sweep | each | 1.0 | Paro | 30.0 | Group C | INDIA | 0 | BTN | #REF! | 0 | 3999 | 0 | 0 | 3999 | 0 | 0 | 3999
496.0 | f)1400 rpm,450mm sweep | each | 1.0 | Paro | 30.0 | Group C | INDIA | 0 | BTN | #REF! | 0 | 4150 | 0 | 0 | 4150 | 0 | 0 | 4150
497.0 | Alluminium louvere with frame(Havells) | NA | 1.0 | Paro | 30.0 | Group C | INDIA | 0 | BTN | #REF! | 0 | 200 | 0 | 0 | 200 | 0 | 0 | 200
498.0 | a)300mm sweep | each | 1.0 | Paro | 30.0 | Group C | INDIA | 0 | BTN | #REF! | 0 | 1690 | 0 | 0 | 1690 | 0 | 0 | 1690
499.0 | b)380mm sweep | each | 1.0 | Paro | 30.0 | Group C | INDIA | 0 | BTN | #REF! | 0 | 2490 | 0 | 0 | 2490 | 0 | 0 | 2490
500.0 | c)450mm sweep | each | 1.0 | Paro | 30.0 | Group C | INDIA | 0 | BTN | #REF! | 0 | 5490 | 0 | 0 | 5490 | 0 | 0 | 5490
501.0 | G.I pipe 63 mm dia | mtrs | 1.0 | Paro | 30.0 | Group C | INDIA | 0 | BTN | #REF! | 0 | 5490 | 0 | 0 | 5490 | 0 | 0 | 5490
502.0 | Swaged street light steel tubular pole with base plate | NA | 1.0 | Paro | 30.0 | Group C | INDIA | 0 | BTN | #REF! | 0 | 0 | 0 | 0 | 0 | 0 | 0 | 0
503.0 | a) 8.5m, 158kg | each | 1.0 | Paro | 30.0 | Group C | INDIA | 0 | BTN | #REF! | 0 | 15890 | 0 | 0 | 15890 | 0 | 0 | 15890
504.0 | b)8.5m, 141Kg | each | 1.0 | Paro | 30.0 | Group C | INDIA | 0 | BTN | #REF! | 0 | 16900 | 0 | 0 | 16900 | 0 | 0 | 16900
505.0 | c)8.5m,151Kg | each | 1.0 | Paro | 30.0 | Group C | INDIA | 0 | BTN | #REF! | 0 | 17800 | 0 | 0 | 17800 | 0 | 0 | 17800
506.0 | d) 60mm. Dia GI pole upto 5 meters length | each | 1.0 | Paro | 30.0 | Group C | INDIA | 0 | BTN | #REF! | 0 | 4900 | 0 | 0 | 4900 | 0 | 0 | 4900
507.0 | MS/GI pole 4m, 141kg, 75mm dia | each | 1.0 | Paro | 30.0 | Group C | INDIA | 0 | BTN | #REF! | 0 | 5790 | 0 | 0 | 5790 | 0 | 0 | 5790
508.0 | MS/GI pole 4m, 141kg, 85mm dia | each | 1.0 | Paro | 30.0 | Group C | INDIA | 0 | BTN | #REF! | 0 | 6900 | 0 | 0 | 6900 | 0 | 0 | 6900
509.0 | MS/GI pole 4m, 141kg, 90mm dia | each | 1.0 | Paro | 30.0 | Group C | INDIA | 0 | BTN | #REF! | 0 | 8900 | 0 | 0 | 8900 | 0 | 0 | 8900
510.0 | MS/GI pole 4.5m, 141kg, 75mm dia | each | 1.0 | Paro | 30.0 | Group C | INDIA | 0 | BTN | #REF! | 0 | 5790 | 0 | 0 | 5790 | 0 | 0 | 5790
511.0 | MS/GI pole 4.5m, 141kg, 85mm dia | each | 1.0 | Paro | 30.0 | Group C | INDIA | 0 | BTN | #REF! | 0 | 6900 | 0 | 0 | 6900 | 0 | 0 | 6900
512.0 | MS/GI pole 4.5m, 141kg, 90mm dia | each | 1.0 | Paro | 30.0 | Group C | INDIA | 0 | BTN | #REF! | 0 | 7900 | 0 | 0 | 7900 | 0 | 0 | 7900
513.0 | Pole cap with arm bracket 1.1m and outer dia50/60mm | NA | 1.0 | Paro | 30.0 | Group C | INDIA | 0 | BTN | #REF! | 0 | 3900 | 0 | 0 | 3900 | 0 | 0 | 3900
514.0 | a)Single arm | each | 1.0 | Paro | 30.0 | Group C | INDIA | 0 | BTN | #REF! | 0 | 3900 | 0 | 0 | 3900 | 0 | 0 | 3900
515.0 | b)Double arm | each | 1.0 | Paro | 30.0 | Group C | INDIA | 0 | BTN | #REF! | 0 | 4800 | 0 | 0 | 4800 | 0 | 0 | 4800
516.0 | c)Tripple arm | each | 1.0 | Paro | 30.0 | Group C | INDIA | 0 | BTN | #REF! | 0 | 8400 | 0 | 0 | 8400 | 0 | 0 | 8400
517.0 | d) 4 way arm | each | 1.0 | Paro | 30.0 | Group C | INDIA | 0 | BTN | #REF! | 0 | 11900 | 0 | 0 | 11900 | 0 | 0 | 11900
518.0 | MS junction box out door duty frabricated with 14SWG MS sheet | each | 1.0 | Paro | 30.0 | Group C | INDIA | 0 | BTN | #REF! | 0 | 0 | 0 | 0 | 0 | 0 | 0 | 0
519.0 | Earthing Plate | NA | 1.0 | Paro | 30.0 | Group C | INDIA | 0 | BTN | #REF! | 0 | 30 | 0 | 0 | 30 | 0 | 0 | 30
520.0 | a) G.I plate 600x600x6mm | each | 1.0 | Paro | 30.0 | Group C | INDIA | 0 | BTN | #REF! | 0 | 789 | 0 | 0 | 789 | 0 | 0 | 789
521.0 | b) Copper plate 600x600x3mm | each | 1.0 | Paro | 30.0 | Group C | INDIA | 0 | BTN | #REF! | 0 | 4890 | 0 | 0 | 4890 | 0 | 0 | 4890
522.0 | c) Slab earthing | each | 1.0 | Paro | 30.0 | Group C | INDIA | 0 | BTN | #REF! | 0 | 2490 | 0 | 0 | 2490 | 0 | 0 | 2490
523.0 | d) chemical earthing | set | 1.0 | Paro | 30.0 | Group C | INDIA | 0 | BTN | #REF! | 0 | 1290 | 0 | 0 | 1290 | 0 | 0 | 1290
524.0 | Earthing wire | NA | 1.0 | Paro | 30.0 | Group C | INDIA | 0 | BTN | #REF! | 0 | 1000 | 0 | 0 | 1000 | 0 | 0 | 1000
525.0 | a) Copper earthing strip 25x4mm | mtrs | 1.0 | Paro | 30.0 | Group C | INDIA | 0 | BTN | #REF! | 0 | 866 | 0 | 0 | 866 | 0 | 0 | 866
526.0 | b) G.I wire (6SWG) | KG | 1.0 | Paro | 30.0 | Group C | INDIA | 0 | BTN | #REF! | 0 | 1479 | 0 | 0 | 1479 | 0 | 0 | 1479
527.0 | c) G.I wire (14SWG) | KG | 1.0 | Paro | 30.0 | Group C | INDIA | 0 | BTN | #REF! | 0 | 1479 | 0 | 0 | 1479 | 0 | 0 | 1479
528.0 | d) Copper wire(6SWG) | KG | 1.0 | Paro | 30.0 | Group C | INDIA | 0 | BTN | #REF! | 0 | 1479 | 0 | 0 | 1479 | 0 | 0 | 1479
529.0 | e) Copper wire(14SWG) | KG | 1.0 | Paro | 30.0 | Group C | INDIA | 0 | BTN | #REF! | 0 | 1479 | 0 | 0 | 1479 | 0 | 0 | 1479
530.0 | Charcoal 25 Kg per bag | bags | 1.0 | Paro | 30.0 | Group C | INDIA | 0 | BTN | #REF! | 0 | 778 | 0 | 0 | 778 | 0 | 0 | 778
531.0 | Salt | kG | 1.0 | Paro | 30.0 | Group C | INDIA | 0 | BTN | #REF! | 0 | 18.9 | 0 | 0 | 18.9 | 0 | 0 | 18.9
532.0 | G.I spike 1.8 m | each | 1.0 | Paro | 30.0 | Group C | INDIA | 0 | BTN | #REF! | 0 | 1250 | 0 | 0 | 1250 | 0 | 0 | 1250
533.0 | Earthing rod | each | 1.0 | Paro | 30.0 | Group C | INDIA | 0 | BTN | #REF! | 0 | 690 | 0 | 0 | 690 | 0 | 0 | 690
534.0 | Bromofluorocarbons/Back Fill Compound (BFCs) | bags | 1.0 | Paro | 30.0 | Group C | INDIA | 0 | BTN | #REF! | 0 | 1240 | 0 | 0 | 1240 | 0 | 0 | 1240
535.0 | Lightninging arrestor with copper base plate85x3mm | NA | 1.0 | Paro | 30.0 | Group C | INDIA | 0 | BTN | #REF! | 0 | 1 | 0 | 0 | 1 | 0 | 0 | 1
536.0 | a)25mm dia,300mm long with single prong | each | 1.0 | Paro | 30.0 | Group C | INDIA | 0 | BTN | #REF! | 0 | 3900 | 0 | 0 | 3900 | 0 | 0 | 3900
537.0 | b)25mm dia,900mm long with four prong | each | 1.0 | Paro | 30.0 | Group C | INDIA | 0 | BTN | #REF! | 0 | 4890 | 0 | 0 | 4890 | 0 | 0 | 4890
538.0 | Electric water heater (Venus) | NA | 1.0 | Paro | 30.0 | Group C | INDIA | 0 | BTN | #REF! | 0 | 3000 | 0 | 0 | 3000 | 0 | 0 | 3000
539.0 | a) 35litres | each | 1.0 | Paro | 30.0 | Group C | INDIA | 0 | BTN | #REF! | 0 | 11900 | 0 | 0 | 11900 | 0 | 0 | 11900
540.0 | b)50litres | each | 1.0 | Paro | 30.0 | Group C | INDIA | 0 | BTN | #REF! | 0 | 13490 | 0 | 0 | 13490 | 0 | 0 | 13490
541.0 | c)100 litres | each | 1.0 | Paro | 30.0 | Group C | INDIA | 0 | BTN | #REF! | 0 | 20900 | 0 | 0 | 20900 | 0 | 0 | 20900
542.0 | d) 25 litres | each | 1.0 | Paro | 30.0 | Group C | INDIA | 0 | BTN | #REF! | 0 | 11900 | 0 | 0 | 11900 | 0 | 0 | 11900
543.0 | Glass glove & lamp) | NA | 1.0 | Paro | 30.0 | Group C | INDIA | 0 | BTN | #REF! | 0 | 9000 | 0 | 0 | 9000 | 0 | 0 | 9000
544.0 | Globe dia 150mm 1x 60 W(Phillps)EWC300 | set | 1.0 | Paro | 30.0 | Group C | INDIA | 0 | BTN | #REF! | 0 | 5990 | 0 | 0 | 5990 | 0 | 0 | 5990
545.0 | Special drumlite 175mm milky, 1x60W(Phillps)ECB 300 | set | 1.0 | Paro | 30.0 | Group C | INDIA | 0 | BTN | #REF! | 0 | 0 | 0 | 0 | 0 | 0 | 0 | 0
546.0 | Spot light | NA | 1.0 | Paro | 30.0 | Group C | INDIA | 0 | BTN | #REF! | 0 | 0 | 0 | 0 | 0 | 0 | 0 | 0
547.0 | LED Spot light 235mm, reflector 130mm, 1x60W(Phillps)QCZ801 | set | 1.0 | Paro | 30.0 | Group C | INDIA | 0 | BTN | #REF! | 0 | 0 | 0 | 0 | 0 | 0 | 0 | 0
548.0 | Rail light 160mm, 2x60W®(Phillps)QCG308 | set | 1.0 | Paro | 30.0 | Group C | INDIA | 0 | BTN | #REF! | 0 | 0 | 0 | 0 | 0 | 0 | 0 | 0
549.0 | Clamp light 160mm, 100W(Phillps)ECP300 | set | 1.0 | Paro | 30.0 | Group C | INDIA | 0 | BTN | #REF! | 0 | 0 | 0 | 0 | 0 | 0 | 0 | 0
550.0 | Wall bracket 225mm 1x60W(Phillps)EWP305 | set | 1.0 | Paro | 30.0 | Group C | INDIA | 0 | BTN | #REF! | 0 | 0 | 0 | 0 | 0 | 0 | 0 | 0
551.0 | Recessed down lighter square 170-190mm, 1x100W(Phillps)69396 | set | 1.0 | Paro | 30.0 | Group C | INDIA | 0 | BTN | #REF! | 0 | 0 | 0 | 0 | 0 | 0 | 0 | 0
552.0 | Post top dia 325-380mm,1x60/100W(Phillps) | set | 1.0 | Paro | 30.0 | Group C | INDIA | 0 | BTN | #REF! | 0 | 7899 | 0 | 0 | 7899 | 0 | 0 | 7899
553.0 | Insulation tape | pcs | 1.0 | Paro | 30.0 | Group C | INDIA | 0 | BTN | #REF! | 0 | 11.9 | 0 | 0 | 11.9 | 0 | 0 | 11.9
554.0 | Post top lantern sets (Phillips) | NA | 1.0 | Paro | 30.0 | Group C | INDIA | 0 | BTN | #REF! | 0 | 0 | 0 | 0 | 0 | 0 | 0 | 0
555.0 | a)1x125W,HPL-N(ES) | each | 1.0 | Paro | 30.0 | Group C | INDIA | 0 | BTN | #REF! | 0 | 0 | 0 | 0 | 0 | 0 | 0 | 0
556.0 | b)1x160W,ML(ES) | each | 1.0 | Paro | 30.0 | Group C | INDIA | 0 | BTN | #REF! | 0 | 0 | 0 | 0 | 0 | 0 | 0 | 0
557.0 | c)1x70(E) W, SON (BC) | each | 1.0 | Paro | 30.0 | Group C | INDIA | 0 | BTN | #REF! | 0 | 0 | 0 | 0 | 0 | 0 | 0 | 0
558.0 | d)1x70(I)W, SON (BC) | each | 1.0 | Paro | 30.0 | Group C | INDIA | 0 | BTN | #REF! | 0 | 0 | 0 | 0 | 0 | 0 | 0 | 0
559.0 | Flood light luminiare choke(Phillips) | NA | 1.0 | Paro | 30.0 | Group C | INDIA | 0 | BTN | #REF! | 0 | 0 | 0 | 0 | 0 | 0 | 0 | 0
560.0 | a)1x250/400W, HPL-N(ES) | each | 1.0 | Paro | 30.0 | Group C | INDIA | 0 | BTN | #REF! | 0 | 0 | 0 | 0 | 0 | 0 | 0 | 0
561.0 | b)1x250/400W,SON-T(ES) | each | 1.0 | Paro | 30.0 | Group C | INDIA | 0 | BTN | #REF! | 0 | 0 | 0 | 0 | 0 | 0 | 0 | 0
562.0 | c)1x500W(ES) | each | 1.0 | Paro | 30.0 | Group C | INDIA | 0 | BTN | #REF! | 0 | 0 | 0 | 0 | 0 | 0 | 0 | 0
563.0 | d)1x250/400W, HPI-T | each | 1.0 | Paro | 30.0 | Group C | INDIA | 0 | BTN | #REF! | 0 | 0 | 0 | 0 | 0 | 0 | 0 | 0
564.0 | Flame proof bulk choke(Phillips) | NA | 1.0 | Paro | 30.0 | Group C | INDIA | 0 | BTN | #REF! | 0 | 0 | 0 | 0 | 0 | 0 | 0 | 0
565.0 | a)1x60/200W (BC/ES) | each | 1.0 | Paro | 30.0 | Group C | INDIA | 0 | BTN | #REF! | 0 | 0 | 0 | 0 | 0 | 0 | 0 | 0
566.0 | b)1x80/125WHPL-N(BC) | each | 1.0 | Paro | 30.0 | Group C | INDIA | 0 | BTN | #REF! | 0 | 0 | 0 | 0 | 0 | 0 | 0 | 0
567.0 | c)1x160W ML-N(ES) | each | 1.0 | Paro | 30.0 | Group C | INDIA | 0 | BTN | #REF! | 0 | 0 | 0 | 0 | 0 | 0 | 0 | 0
568.0 | Converion plug | each | 1.0 | Paro | 30.0 | Group C | INDIA | 0 | BTN | #REF! | 0 | 28 | 0 | 0 | 28 | 0 | 0 | 28
569.0 | Cooking heater electric quen | each | 1.0 | Paro | 30.0 | Group C | INDIA | 0 | BTN | #REF! | 0 | 1890 | 0 | 0 | 1890 | 0 | 0 | 1890
570.0 | Extension cord | NA | 1.0 | Paro | 30.0 | Group C | INDIA | 0 | BTN | #REF! | 0 | 799 | 0 | 0 | 799 | 0 | 0 | 799
571.0 | Extension cord switch/socket combined 20/16A(Round type)-Heavy duty-(Acnchor/CONA Type) | each | 1.0 | Paro | 30.0 | Group C | INDIA | 0 | BTN | #REF! | 0 | 860 | 0 | 0 | 860 | 0 | 0 | 860
572.0 | a) Multi strip with flat strip for computor 16A with 4 nos socket-(Gold medal) | each | 1.0 | Paro | 30.0 | Group C | INDIA | 0 | BTN | #REF! | 0 | 1200 | 0 | 0 | 1200 | 0 | 0 | 1200
573.0 | b) Multi strip with flat strip for computor 16A with 6 nos socket-(Gold medal) | each | 1.0 | Paro | 30.0 | Group C | INDIA | 0 | BTN | #REF! | 0 | 690 | 0 | 0 | 690 | 0 | 0 | 690
574.0 | c) Multi strip with flat strip for computor 16A with 8 nos socket-(Gold medal) | each | 1.0 | Paro | 30.0 | Group C | INDIA | 0 | BTN | #REF! | 0 | 2890 | 0 | 0 | 2890 | 0 | 0 | 2890
575.0 | Electric oven single | each | 1.0 | Paro | 30.0 | Group C | INDIA | 0 | BTN | #REF! | 0 | 4790 | 0 | 0 | 4790 | 0 | 0 | 4790
576.0 | Post to lamp | NA | 1.0 | Paro | 30.0 | Group C | INDIA | 0 | BTN | #REF! | 0 | 0 | 0 | 0 | 0 | 0 | 0 | 0
577.0 | a) Post top lamp with circular/round shape reflector globe-medium including bulb,etc- all sets with base bulb holder | each | 1.0 | Paro | 30.0 | Group C | INDIA | 0 | BTN | #REF! | 0 | 0 | 0 | 0 | 0 | 0 | 0 | 0
578.0 | b) Post top lamp with circular/round shape reflector globe only -medium | each | 1.0 | Paro | 30.0 | Group C | INDIA | 0 | BTN | #REF! | 0 | 0 | 0 | 0 | 0 | 0 | 0 | 0
579.0 | c) Post top lamp with actagonal shape reflector globe-medium including bulb,etc- all setswith base bulb holder | each | 1.0 | Paro | 30.0 | Group C | INDIA | 0 | BTN | #REF! | 0 | 0 | 0 | 0 | 0 | 0 | 0 | 0
580.0 | d) Post top lamp with octagonal shape reflector globe only | each | 1.0 | Paro | 30.0 | Group C | INDIA | 0 | BTN | #REF! | 0 | 0 | 0 | 0 | 0 | 0 | 0 | 0
581.0 | e) Post top lamp with circular/round shape reflector globe-small type including bulb,etc- all sets with base bulb holder | each | 1.0 | Paro | 30.0 | Group C | INDIA | 0 | BTN | #REF! | 0 | 0 | 0 | 0 | 0 | 0 | 0 | 0
582.0 | LED bulb (2-pin type) | NA | 1.0 | Paro | 30.0 | Group C | INDIA | 0 | BTN | #REF! | 0 | 0 | 0 | 0 | 0 | 0 | 0 | 0
583.0 | 9 watt | each | 1.0 | Paro | 30.0 | Group C | INDIA | 0 | BTN | #REF! | 0 | 110 | 0 | 0 | 110 | 0 | 0 | 110
584.0 | 12 watt | each | 1.0 | Paro | 30.0 | Group C | INDIA | 0 | BTN | #REF! | 0 | 156 | 0 | 0 | 156 | 0 | 0 | 156
585.0 | 15watt | each | 1.0 | Paro | 30.0 | Group C | INDIA | 0 | BTN | #REF! | 0 | 215 | 0 | 0 | 215 | 0 | 0 | 215
586.0 | 18 watt | each | 1.0 | Paro | 30.0 | Group C | INDIA | 0 | BTN | #REF! | 0 | 245 | 0 | 0 | 245 | 0 | 0 | 245
587.0 | 23Watt | each | 1.0 | Paro | 30.0 | Group C | INDIA | 0 | BTN | #REF! | 0 | 265 | 0 | 0 | 265 | 0 | 0 | 265
588.0 | 27 watt | each | 1.0 | Paro | 30.0 | Group C | INDIA | 0 | BTN | #REF! | 0 | 490 | 0 | 0 | 490 | 0 | 0 | 490
589.0 | 36 watt | each | 1.0 | Paro | 30.0 | Group C | INDIA | 0 | BTN | #REF! | 0 | 590 | 0 | 0 | 590 | 0 | 0 | 590
590.0 | 45 watt | each | 1.0 | Paro | 30.0 | Group C | INDIA | 0 | BTN | #REF! | 0 | 650 | 0 | 0 | 650 | 0 | 0 | 650
591.0 | 48/55 watt | each | 1.0 | Paro | 30.0 | Group C | INDIA | 0 | BTN | #REF! | 0 | 699 | 0 | 0 | 699 | 0 | 0 | 699
592.0 | 65 watt | each | 1.0 | Paro | 30.0 | Group C | INDIA | 0 | BTN | #REF! | 0 | 766 | 0 | 0 | 766 | 0 | 0 | 766
593.0 | 85 watt | each | 1.0 | Paro | 30.0 | Group C | INDIA | 0 | BTN | #REF! | 0 | 899 | 0 | 0 | 899 | 0 | 0 | 899
594.0 | Converter/Inverter | NA | 1.0 | Paro | 30.0 | Group C | INDIA | 0 | BTN | #REF! | 0 | 9000 | 0 | 0 | 9000 | 0 | 0 | 9000
595.0 | A.C. To D.C. LED Converter bulb-12Watt | each | 1.0 | Paro | 30.0 | Group C | INDIA | 0 | BTN | #REF! | 0 | 549 | 0 | 0 | 549 | 0 | 0 | 549
596.0 | A.C. To D.C. LED Converter bulb-15Watt | each | 1.0 | Paro | 30.0 | Group C | INDIA | 0 | BTN | #REF! | 0 | 633 | 0 | 0 | 633 | 0 | 0 | 633
597.0 | LED tube light sets (Havells) | NA | 1.0 | Paro | 30.0 | Group C | INDIA | 0 | BTN | #REF! | 0 | 0 | 0 | 0 | 0 | 0 | 0 | 0
598.0 | 18 watt | each | 1.0 | Paro | 30.0 | Group C | INDIA | 0 | BTN | #REF! | 0 | 245 | 0 | 0 | 245 | 0 | 0 | 245
599.0 | 20 watt | each | 1.0 | Paro | 30.0 | Group C | INDIA | 0 | BTN | #REF! | 0 | 245 | 0 | 0 | 245 | 0 | 0 | 245
600.0 | 23 Watt | each | 1.0 | Paro | 30.0 | Group C | INDIA | 0 | BTN | #REF! | 0 | 269 | 0 | 0 | 269 | 0 | 0 | 269
601.0 | 24watt | each | 1.0 | Paro | 30.0 | Group C | INDIA | 0 | BTN | #REF! | 0 | 275 | 0 | 0 | 275 | 0 | 0 | 275
602.0 | LED tube light sets (HPL) | NA | 1.0 | Paro | 30.0 | Group C | INDIA | 0 | BTN | #REF! | 0 | 0 | 0 | 0 | 0 | 0 | 0 | 0
603.0 | 18 watt | each | 1.0 | Paro | 30.0 | Group C | INDIA | 0 | BTN | #REF! | 0 | 225 | 0 | 0 | 225 | 0 | 0 | 225
604.0 | 20 watt | each | 1.0 | Paro | 30.0 | Group C | INDIA | 0 | BTN | #REF! | 0 | 239 | 0 | 0 | 239 | 0 | 0 | 239
605.0 | 23Watt | each | 1.0 | Paro | 30.0 | Group C | INDIA | 0 | BTN | #REF! | 0 | 245 | 0 | 0 | 245 | 0 | 0 | 245
606.0 | 24watt | each | 1.0 | Paro | 30.0 | Group C | INDIA | 0 | BTN | #REF! | 0 | 265 | 0 | 0 | 265 | 0 | 0 | 265
607.0 | 27Watt | each | 1.0 | Paro | 30.0 | Group C | INDIA | 0 | BTN | #REF! | 0 | 260 | 0 | 0 | 260 | 0 | 0 | 260
608.0 | Halogen bulb | NA | 1.0 | Paro | 30.0 | Group C | INDIA | 0 | BTN | #REF! | 0 | 0 | 0 | 0 | 0 | 0 | 0 | 0
609.0 | Helogen holder/bulb 500Watts | each | 1.0 | Paro | 30.0 | Group C | INDIA | 0 | BTN | #REF! | 0 | 0 | 0 | 0 | 0 | 0 | 0 | 0
610.0 | Helogen holder/buld 1000Watts | each | 1.0 | Paro | 30.0 | Group C | INDIA | 0 | BTN | #REF! | 0 | 0 | 0 | 0 | 0 | 0 | 0 | 0
611.0 | street lighting/flood lighting (halogen light) | NA | 1.0 | Paro | 30.0 | Group C | INDIA | 0 | BTN | #REF! | 0 | 0 | 0 | 0 | 0 | 0 | 0 | 0
612.0 | a)Helogen light 500Watts (sets) | each | 1.0 | Paro | 30.0 | Group C | INDIA | 0 | BTN | #REF! | 0 | 0 | 0 | 0 | 0 | 0 | 0 | 0
613.0 | b) Helogen holder 1000Watts (sets) | each | 1.0 | Paro | 30.0 | Group C | INDIA | 0 | BTN | #REF! | 0 | 0 | 0 | 0 | 0 | 0 | 0 | 0
614.0 | c) LED street lighting IP 66 100 watt (havells) | each | 1.0 | Paro | 30.0 | Group C | INDIA | 0 | BTN | #REF! | 0 | 0 | 0 | 0 | 0 | 0 | 0 | 0
615.0 | Master adapter 6/16A | each | 1.0 | Paro | 30.0 | Group C | INDIA | 0 | BTN | #REF! | 0 | 0 | 0 | 0 | 0 | 0 | 0 | 0
616.0 | Timer switch/relay with all accessories(havells), 24/7 hr | NA | 1.0 | Paro | 30.0 | Group C | INDIA | 0 | BTN | #REF! | 0 | 0 | 0 | 0 | 0 | 0 | 0 | 0
617.0 | a)32A | each | 1.0 | Paro | 30.0 | Group C | INDIA | 0 | BTN | #REF! | 0 | 2399 | 0 | 0 | 2399 | 0 | 0 | 2399
618.0 | b)40A | each | 1.0 | Paro | 30.0 | Group C | INDIA | 0 | BTN | #REF! | 0 | 3569 | 0 | 0 | 3569 | 0 | 0 | 3569
619.0 | c) 63A | each | 1.0 | Paro | 30.0 | Group C | INDIA | 0 | BTN | #REF! | 0 | 4399 | 0 | 0 | 4399 | 0 | 0 | 4399
620.0 | d)100A | each | 1.0 | Paro | 30.0 | Group C | INDIA | 0 | BTN | #REF! | 0 | 5993 | 0 | 0 | 5993 | 0 | 0 | 5993
621.0 | e)125A | each | 1.0 | Paro | 30.0 | Group C | INDIA | 0 | BTN | #REF! | 0 | 6200 | 0 | 0 | 6200 | 0 | 0 | 6200
622.0 | f)160A | each | 1.0 | Paro | 30.0 | Group C | INDIA | 0 | BTN | #REF! | 0 | 6900 | 0 | 0 | 6900 | 0 | 0 | 6900
623.0 | Timer contactor(Havells) | NA | 1.0 | Paro | 30.0 | Group C | INDIA | 0 | BTN | #REF! | 0 | 0 | 0 | 0 | 0 | 0 | 0 | 0
624.0 | a)32A | each | 1.0 | Paro | 30.0 | Group C | INDIA | 0 | BTN | #REF! | 0 | 3499 | 0 | 0 | 3499 | 0 | 0 | 3499
625.0 | b)40A | each | 1.0 | Paro | 30.0 | Group C | INDIA | 0 | BTN | #REF! | 0 | 3900 | 0 | 0 | 3900 | 0 | 0 | 3900
626.0 | c) 63A | each | 1.0 | Paro | 30.0 | Group C | INDIA | 0 | BTN | #REF! | 0 | 4690 | 0 | 0 | 4690 | 0 | 0 | 4690
627.0 | d)100A | each | 1.0 | Paro | 30.0 | Group C | INDIA | 0 | BTN | #REF! | 0 | 5600 | 0 | 0 | 5600 | 0 | 0 | 5600
628.0 | e)125A | each | 1.0 | Paro | 30.0 | Group C | INDIA | 0 | BTN | #REF! | 0 | 6900 | 0 | 0 | 6900 | 0 | 0 | 6900
629.0 | f)160A | each | 1.0 | Paro | 30.0 | Group C | INDIA | 0 | BTN | #REF! | 0 | 7500 | 0 | 0 | 7500 | 0 | 0 | 7500
630.0 | Voltage stabilizer | NA | 1.0 | Paro | 30.0 | Group C | INDIA | 0 | BTN | #REF! | 0 | 900 | 0 | 0 | 900 | 0 | 0 | 900
631.0 | Voltage Stabilizer 1KVA(Casio) | each | 1.0 | Paro | 30.0 | Group C | INDIA | 0 | BTN | #REF! | 0 | 2990 | 0 | 0 | 2990 | 0 | 0 | 2990
632.0 | Voltage Stabilizer 1.5KVA(Casio) | each | 1.0 | Paro | 30.0 | Group C | INDIA | 0 | BTN | #REF! | 0 | 4990 | 0 | 0 | 4990 | 0 | 0 | 4990
633.0 | Voltage Stabilizer 2KVA(Casio) | each | 1.0 | Paro | 30.0 | Group C | INDIA | 0 | BTN | #REF! | 0 | 6890 | 0 | 0 | 6890 | 0 | 0 | 6890
634.0 | Plug top | NA | 1.0 | Paro | 30.0 | Group C | INDIA | 0 | BTN | #REF! | 0 | 0 | 0 | 0 | 0 | 0 | 0 | 0
635.0 | Three pin top 16A/20A (Anchor) | each | 1.0 | Paro | 30.0 | Group C | INDIA | 0 | BTN | #REF! | 0 | 89 | 0 | 0 | 89 | 0 | 0 | 89
636.0 | Three pin top6A(Anchor) | each | 1.0 | Paro | 30.0 | Group C | INDIA | 0 | BTN | #REF! | 0 | 68 | 0 | 0 | 68 | 0 | 0 | 68
637.0 | Cybex strip (system -II) | each | 1.0 | Paro | 30.0 | Group C | INDIA | 0 | BTN | #REF! | 0 | 0 | 0 | 0 | 0 | 0 | 0 | 0
638.0 | Plier | NA | 1.0 | Paro | 30.0 | Group C | INDIA | 0 | BTN | #REF! | 0 | 0 | 0 | 0 | 0 | 0 | 0 | 0
639.0 | Combination plier (Tapria) | each | 1.0 | Paro | 30.0 | Group C | INDIA | 0 | BTN | #REF! | 0 | 255 | 0 | 0 | 255 | 0 | 0 | 255
640.0 | Long nose plier(Tapria) | each | 1.0 | Paro | 30.0 | Group C | INDIA | 0 | BTN | #REF! | 0 | 245 | 0 | 0 | 245 | 0 | 0 | 245
641.0 | Side cutting plier(Tapria) | each | 1.0 | Paro | 30.0 | Group C | INDIA | 0 | BTN | #REF! | 0 | 245 | 0 | 0 | 245 | 0 | 0 | 245
642.0 | Tester (Tapria) | NA | 1.0 | Paro | 30.0 | Group C | INDIA | 0 | BTN | #REF! | 0 | 0 | 0 | 0 | 0 | 0 | 0 | 0
643.0 | Multi tester set make Japan | each | 1.0 | Paro | 30.0 | Group C | INDIA | 0 | BTN | #REF! | 0 | 6900 | 0 | 0 | 6900 | 0 | 0 | 6900
644.0 | Tester(Tapria) | each | 1.0 | Paro | 30.0 | Group C | INDIA | 0 | BTN | #REF! | 0 | 49 | 0 | 0 | 49 | 0 | 0 | 49
645.0 | Multi meter | NA | 1.0 | Paro | 30.0 | Group C | INDIA | 0 | BTN | #REF! | 0 | 0 | 0 | 0 | 0 | 0 | 0 | 0
646.0 | Digital multimeter make (Japan made)-CAT-11/CAT111 | each | 1.0 | Paro | 30.0 | Group C | INDIA | 0 | BTN | #REF! | 0 | 6800 | 0 | 0 | 6800 | 0 | 0 | 6800
647.0 | Digital clamp multimeter (Japan made)-CAT-11/CAT111 | each | 1.0 | Paro | 30.0 | Group C | INDIA | 0 | BTN | #REF! | 0 | 7300 | 0 | 0 | 7300 | 0 | 0 | 7300
648.0 | Digital (Volgate/Current )detector meter (Japan made)-CAT-11/CAT111 | each | 1.0 | Paro | 30.0 | Group C | INDIA | 0 | BTN | #REF! | 0 | 0 | 0 | 0 | 0 | 0 | 0 | 0
649.0 | Tools kit set make Bosch, heavy duty | each | 1.0 | Paro | 30.0 | Group C | INDIA | 0 | BTN | #REF! | 0 | 0 | 0 | 0 | 0 | 0 | 0 | 0
650.0 | Screw driver set (Taparia) | NA | 1.0 | Paro | 30.0 | Group C | INDIA | 0 | BTN | #REF! | 0 | 0 | 0 | 0 | 0 | 0 | 0 | 0
651.0 | Screw driver set (Taparia) | each | 1.0 | Paro | 30.0 | Group C | INDIA | 0 | BTN | #REF! | 0 | 238 | 0 | 0 | 238 | 0 | 0 | 238
652.0 | Dry wall Screws/Gypsum | NA | 1.0 | Paro | 30.0 | Group C | INDIA | 0 | BTN | #REF! | 0 | 0 | 0 | 0 | 0 | 0 | 0 | 0
653.0 | a)1'' | pkt | 1.0 | Paro | 30.0 | Group C | INDIA | 0 | BTN | #REF! | 0 | 375 | 0 | 0 | 375 | 0 | 0 | 375
654.0 | b) 2" | pkt | 1.0 | Paro | 30.0 | Group C | INDIA | 0 | BTN | #REF! | 0 | 375 | 0 | 0 | 375 | 0 | 0 | 375
655.0 | c) 3" | pkt | 1.0 | Paro | 30.0 | Group C | INDIA | 0 | BTN | #REF! | 0 | 499 | 0 | 0 | 499 | 0 | 0 | 499
656.0 | d) 1" | pkt | 1.0 | Paro | 30.0 | Group C | INDIA | 0 | BTN | #REF! | 0 | 375 | 0 | 0 | 375 | 0 | 0 | 375
657.0 | f)1'' | pcs | 1.0 | Paro | 30.0 | Group C | INDIA | 0 | BTN | #REF! | 0 | 0.9 | 0 | 0 | 0.9 | 0 | 0 | 0.9
658.0 | g) 2" | pcs | 1.0 | Paro | 30.0 | Group C | INDIA | 0 | BTN | #REF! | 0 | 1.2 | 0 | 0 | 1.2 | 0 | 0 | 1.2
659.0 | h) 3" | pcs | 1.0 | Paro | 30.0 | Group C | INDIA | 0 | BTN | #REF! | 0 | 2.5 | 0 | 0 | 2.5 | 0 | 0 | 2.5
660.0 | i) 4" | pcs | 1.0 | Paro | 30.0 | Group C | INDIA | 0 | BTN | #REF! | 0 | 3.2 | 0 | 0 | 3.2 | 0 | 0 | 3.2
661.0 | Nail | NA | 1.0 | Paro | 30.0 | Group C | INDIA | 0 | BTN | #REF! | 0 | 0 | 0 | 0 | 0 | 0 | 0 | 0
662.0 | a)1" | kg | 1.0 | Paro | 30.0 | Group C | INDIA | 0 | BTN | #REF! | 0 | 85 | 0 | 0 | 85 | 0 | 0 | 85
663.0 | b) 2" | kg | 1.0 | Paro | 30.0 | Group C | INDIA | 0 | BTN | #REF! | 0 | 85 | 0 | 0 | 85 | 0 | 0 | 85
664.0 | c)3" | kg | 1.0 | Paro | 30.0 | Group C | INDIA | 0 | BTN | #REF! | 0 | 79 | 0 | 0 | 79 | 0 | 0 | 79
665.0 | d) 4" | kg | 1.0 | Paro | 30.0 | Group C | INDIA | 0 | BTN | #REF! | 0 | 79 | 0 | 0 | 79 | 0 | 0 | 79
666.0 | Table Fan | NA | 1.0 | Paro | 30.0 | Group C | INDIA | 0 | BTN | #REF! | 0 | 0 | 0 | 0 | 0 | 0 | 0 | 0
667.0 | Table fan (small) Bajaj | each | 1.0 | Paro | 30.0 | Group C | INDIA | 0 | BTN | #REF! | 0 | 1990 | 0 | 0 | 1990 | 0 | 0 | 1990
668.0 | Table fan (Big)Bajaj | each | 1.0 | Paro | 30.0 | Group C | INDIA | 0 | BTN | #REF! | 0 | 2250 | 0 | 0 | 2250 | 0 | 0 | 2250
669.0 | Wall Fan | NA | 1.0 | Paro | 30.0 | Group C | INDIA | 0 | BTN | #REF! | 0 | 0 | 0 | 0 | 0 | 0 | 0 | 0
670.0 | Wall fan (Bajaj) | each | 1.0 | Paro | 30.0 | Group C | INDIA | 0 | BTN | #REF! | 0 | 2290 | 0 | 0 | 2290 | 0 | 0 | 2290
671.0 | Cassing pin | NA | 1.0 | Paro | 30.0 | Group C | INDIA | 0 | BTN | #REF! | 0 | 0 | 0 | 0 | 0 | 0 | 0 | 0
672.0 | Cassing & capping pin | pkt | 1.0 | Paro | 30.0 | Group C | INDIA | 0 | BTN | #REF! | 0 | 21 | 0 | 0 | 21 | 0 | 0 | 21
673.0 | Capacitor | each | 1.0 | Paro | 30.0 | Group C | INDIA | 0 | BTN | #REF! | 0 | 389 | 0 | 0 | 389 | 0 | 0 | 389
674.0 | Electronic Ignitor | each | 1.0 | Paro | 30.0 | Group C | INDIA | 0 | BTN | #REF! | 0 | 499 | 0 | 0 | 499 | 0 | 0 | 499
675.0 | Street light luminiaries with all acessories(Phillips) | NA | 1.0 | Paro | 30.0 | Group C | INDIA | 0 | BTN | #REF! | 0 | 0 | 0 | 0 | 0 | 0 | 0 | 0
676.0 | a)SON 1xHPLN 250W (Phillips)MRX05 I 1xHPIT | set | 1.0 | Paro | 30.0 | Group C | INDIA | 0 | BTN | #REF! | 0 | 0 | 0 | 0 | 0 | 0 | 0 | 0
677.0 | b)SONT 250W( Phillps)SGP325 1xSONT250W PC | set | 1.0 | Paro | 30.0 | Group C | INDIA | 0 | BTN | #REF! | 0 | 0 | 0 | 0 | 0 | 0 | 0 | 0
678.0 | Wrench | NA | 1.0 | Paro | 30.0 | Group C | INDIA | 0 | BTN | #REF! | 0 | 900 | 0 | 0 | 900 | 0 | 0 | 900
679.0 | Allen wrench set(BOSCH) | set | 1.0 | Paro | 30.0 | Group C | INDIA | 0 | BTN | #REF! | 0 | 699 | 0 | 0 | 699 | 0 | 0 | 699
680.0 | Ring spanner wrench(BOSCH) | set | 1.0 | Paro | 30.0 | Group C | INDIA | 0 | BTN | #REF! | 0 | 2990 | 0 | 0 | 2990 | 0 | 0 | 2990
681.0 | Electrician hammer with rubber handle | each | 1.0 | Paro | 30.0 | Group C | INDIA | 0 | BTN | #REF! | 0 | 333 | 0 | 0 | 333 | 0 | 0 | 333
682.0 | Razor Balde knife(BOSCH) | each | 1.0 | Paro | 30.0 | Group C | INDIA | 0 | BTN | #REF! | 0 | 249 | 0 | 0 | 249 | 0 | 0 | 249
683.0 | Wire Crimper(BOSCH) | each | 1.0 | Paro | 30.0 | Group C | INDIA | 0 | BTN | #REF! | 0 | 299 | 0 | 0 | 299 | 0 | 0 | 299
684.0 | Wire stripper(BOSCH) | NA | 1.0 | Paro | 30.0 | Group C | INDIA | 0 | BTN | #REF! | 0 | 0 | 0 | 0 | 0 | 0 | 0 | 0
685.0 | Wire stripper(BOSCH) | each | 1.0 | Paro | 30.0 | Group C | INDIA | 0 | BTN | #REF! | 0 | 0 | 0 | 0 | 0 | 0 | 0 | 0
686.0 | Washer of mason screw Coppper plated | pkt | 1.0 | Paro | 30.0 | Group C | INDIA | 0 | BTN | #REF! | 0 | 0 | 0 | 0 | 0 | 0 | 0 | 0
687.0 | Drilling machine | NA | 1.0 | Paro | 30.0 | Group C | INDIA | 0 | BTN | #REF! | 0 | 3499 | 0 | 0 | 3499 | 0 | 0 | 3499
688.0 | Drilling machine(BOSCH)-medium duty | each | 1.0 | Paro | 30.0 | Group C | INDIA | 0 | BTN | #REF! | 0 | 3990 | 0 | 0 | 3990 | 0 | 0 | 3990
689.0 | Cordless drilling machine(BOSCH)-heavy duty-18 Volts | set | 1.0 | Paro | 30.0 | Group C | INDIA | 0 | BTN | #REF! | 0 | 5990 | 0 | 0 | 5990 | 0 | 0 | 5990
690.0 | MASTER ELECTRICIAN'S KIT(16 tools)(BOSCH) | set | 1.0 | Paro | 30.0 | Group C | INDIA | 0 | BTN | #REF! | 0 | 6999 | 0 | 0 | 6999 | 0 | 0 | 6999
691.0 | Spot light 60W | each | 1.0 | Paro | 30.0 | Group C | INDIA | 0 | BTN | #REF! | 0 | 560 | 0 | 0 | 560 | 0 | 0 | 560
692.0 | Pygmy clear lamp 15W E14 230V T22 | each | 1.0 | Paro | 30.0 | Group C | INDIA | 0 | BTN | #REF! | 0 | 85 | 0 | 0 | 85 | 0 | 0 | 85
693.0 | Projection Lighting | each | 1.0 | Paro | 30.0 | Group C | INDIA | 0 | BTN | #REF! | 0 | 0 | 0 | 0 | 0 | 0 | 0 | 0
694.0 | High Intensity Dicharge lamp 240V,160Watts | each | 1.0 | Paro | 30.0 | Group C | INDIA | 0 | BTN | #REF! | 0 | 0 | 0 | 0 | 0 | 0 | 0 | 0
695.0 | Thread type GLS lamp 240V, 40Watts | each | 1.0 | Paro | 30.0 | Group C | INDIA | 0 | BTN | #REF! | 0 | 49 | 0 | 0 | 49 | 0 | 0 | 49
696.0 | Comptalux flood bulb 100W | each | 1.0 | Paro | 30.0 | Group C | INDIA | 0 | BTN | #REF! | 0 | 0 | 0 | 0 | 0 | 0 | 0 | 0
697.0 | Cable criping machine | NO | 1.0 | Paro | 30.0 | Group C | INDIA | 0 | BTN | #REF! | 0 | 0 | 0 | 0 | 0 | 0 | 0 | 0
698.0 | Cripping machine large size(BOSCH) | set | 1.0 | Paro | 30.0 | Group C | INDIA | 0 | BTN | #REF! | 0 | 0 | 0 | 0 | 0 | 0 | 0 | 0
699.0 | Solid plates with frames for Anchor or Anchor Roma switches | NA | 1.0 | Paro | 30.0 | Group C | INDIA | 0 | BTN | #REF! | 0 | 0 | 0 | 0 | 0 | 0 | 0 | 0
700.0 | a)1 module 35286WH | set | 1.0 | Paro | 30.0 | Group C | INDIA | 0 | BTN | #REF! | 0 | 79 | 0 | 0 | 79 | 0 | 0 | 79
701.0 | b)2 module 3529WH | set | 1.0 | Paro | 30.0 | Group C | INDIA | 0 | BTN | #REF! | 0 | 79 | 0 | 0 | 79 | 0 | 0 | 79
702.0 | c)3 module 35300WH | set | 1.0 | Paro | 30.0 | Group C | INDIA | 0 | BTN | #REF! | 0 | 105 | 0 | 0 | 105 | 0 | 0 | 105
703.0 | d)4 module 35311WH | set | 1.0 | Paro | 30.0 | Group C | INDIA | 0 | BTN | #REF! | 0 | 129 | 0 | 0 | 129 | 0 | 0 | 129
704.0 | e)6 module 35322WH | set | 1.0 | Paro | 30.0 | Group C | INDIA | 0 | BTN | #REF! | 0 | 169 | 0 | 0 | 169 | 0 | 0 | 169
705.0 | f)8 module 35344WH | set | 1.0 | Paro | 30.0 | Group C | INDIA | 0 | BTN | #REF! | 0 | 212 | 0 | 0 | 212 | 0 | 0 | 212
706.0 | g) 10 module | set | 1.0 | Paro | 30.0 | Group C | INDIA | 0 | BTN | #REF! | 0 | 230 | 0 | 0 | 230 | 0 | 0 | 230
707.0 | h) 12 module | set | 1.0 | Paro | 30.0 | Group C | INDIA | 0 | BTN | #REF! | 0 | 236 | 0 | 0 | 236 | 0 | 0 | 236
708.0 | Alluminium ladder | NA | 1.0 | Paro | 30.0 | Group C | INDIA | 0 | BTN | #REF! | 0 | 0 | 0 | 0 | 0 | 0 | 0 | 0
709.0 | a) Table ladder 15 feet straight (4.5 mtrs) | each | 1.0 | Paro | 30.0 | Group C | INDIA | 0 | BTN | #REF! | 0 | 18900 | 0 | 0 | 18900 | 0 | 0 | 18900
710.0 | b) Table ladder 30 feet straight (9 mtrs) | each | 1.0 | Paro | 30.0 | Group C | INDIA | 0 | BTN | #REF! | 0 | 34000 | 0 | 0 | 34000 | 0 | 0 | 34000
711.0 | c) Ladder 30 feet, 9 rungs with double folds type | each | 1.0 | Paro | 30.0 | Group C | INDIA | 0 | BTN | #REF! | 0 | 37000 | 0 | 0 | 37000 | 0 | 0 | 37000
712.0 | d Sliding ladder 30 feet | each | 1.0 | Paro | 30.0 | Group C | INDIA | 0 | BTN | #REF! | 0 | 36000 | 0 | 0 | 36000 | 0 | 0 | 36000
713.0 | Leather glove | pair | 1.0 | Paro | 30.0 | Group C | INDIA | 0 | BTN | #REF! | 0 | 350 | 0 | 0 | 350 | 0 | 0 | 350
714.0 | Heaters | NA | 1.0 | Paro | 30.0 | Group C | INDIA | 0 | BTN | #REF! | 0 | 0 | 0 | 0 | 0 | 0 | 0 | 0
715.0 | Halogen heater 1200 W | each | 1.0 | Paro | 30.0 | Group C | INDIA | 0 | BTN | #REF! | 0 | 1990 | 0 | 0 | 1990 | 0 | 0 | 1990
716.0 | Blower heater 2000W | each | 1.0 | Paro | 30.0 | Group C | INDIA | 0 | BTN | #REF! | 0 | 0 | 0 | 0 | 0 | 0 | 0 | 0
717.0 | Panel heater(8 panel) | each | 1.0 | Paro | 30.0 | Group C | INDIA | 0 | BTN | #REF! | 0 | 3999 | 0 | 0 | 3999 | 0 | 0 | 3999
718.0 | Panel heater(6panel) | each | 1.0 | Paro | 30.0 | Group C | INDIA | 0 | BTN | #REF! | 0 | 0 | 0 | 0 | 0 | 0 | 0 | 0
719.0 | one sided rod heater | each | 1.0 | Paro | 30.0 | Group C | INDIA | 0 | BTN | #REF! | 0 | 790 | 0 | 0 | 790 | 0 | 0 | 790
720.0 | two sided rod heater | each | 1.0 | Paro | 30.0 | Group C | INDIA | 0 | BTN | #REF! | 0 | 1695 | 0 | 0 | 1695 | 0 | 0 | 1695
721.0 | four sided rod heater | each | 1.0 | Paro | 30.0 | Group C | INDIA | 0 | BTN | #REF! | 0 | 1450 | 0 | 0 | 1450 | 0 | 0 | 1450
722.0 | Panel heater (12 panel) | each | 1.0 | Paro | 30.0 | Group C | INDIA | 0 | BTN | #REF! | 0 | 4780 | 0 | 0 | 4780 | 0 | 0 | 4780
723.0 | Wall mounting panel heater, 1000Watt | each | 1.0 | Paro | 30.0 | Group C | INDIA | 0 | BTN | #REF! | 0 | 11900 | 0 | 0 | 11900 | 0 | 0 | 11900
724.0 | Wall mounting panel heater, 1500Watt | each | 1.0 | Paro | 30.0 | Group C | INDIA | 0 | BTN | #REF! | 0 | 13200 | 0 | 0 | 13200 | 0 | 0 | 13200
725.0 | Wall mounting panel heater, 3000Watt | each | 1.0 | Paro | 30.0 | Group C | INDIA | 0 | BTN | #REF! | 0 | 19900 | 0 | 0 | 19900 | 0 | 0 | 19900
726.0 | Wall mounting panel heater, 500Watt | each | 1.0 | Paro | 30.0 | Group C | INDIA | 0 | BTN | #REF! | 0 | 3900 | 0 | 0 | 3900 | 0 | 0 | 3900
727.0 | Wall mounting panel heater, 500Watt- (8 panel) | each | 1.0 | Paro | 30.0 | Group C | INDIA | 0 | BTN | #REF! | 0 | 0 | 0 | 0 | 0 | 0 | 0 | 0
728.0 | MS Saddle | NA | 1.0 | Paro | 30.0 | Group C | INDIA | 0 | BTN | #REF! | 0 | 0 | 0 | 0 | 0 | 0 | 0 | 0
729.0 | a) 20mm | pcs | 1.0 | Paro | 30.0 | Group C | INDIA | 0 | BTN | #REF! | 0 | 2.6 | 0 | 0 | 2.6 | 0 | 0 | 2.6
730.0 | b)25mm | pcs | 1.0 | Paro | 30.0 | Group C | INDIA | 0 | BTN | #REF! | 0 | 2.9 | 0 | 0 | 2.9 | 0 | 0 | 2.9
731.0 | c)32mm | pcs | 1.0 | Paro | 30.0 | Group C | INDIA | 0 | BTN | #REF! | 0 | 3.5 | 0 | 0 | 3.5 | 0 | 0 | 3.5
732.0 | Normal Gyezer | NA | 1.0 | Paro | 30.0 | Group C | INDIA | 0 | BTN | #REF! | 0 | 0 | 0 | 0 | 0 | 0 | 0 | 0
733.0 | Gyezer-25 ltr | each | 1.0 | Paro | 30.0 | Group C | INDIA | 0 | BTN | #REF! | 0 | 11800 | 0 | 0 | 11800 | 0 | 0 | 11800
734.0 | Gyezer 50 ltr | each | 1.0 | Paro | 30.0 | Group C | INDIA | 0 | BTN | #REF! | 0 | 15900 | 0 | 0 | 15900 | 0 | 0 | 15900
735.0 | Instant gyezer | each | 1.0 | Paro | 30.0 | Group C | INDIA | 0 | BTN | #REF! | 0 | 3400 | 0 | 0 | 3400 | 0 | 0 | 3400
736.0 | Cassing pin | pkt | 1.0 | Paro | 30.0 | Group C | INDIA | 0 | BTN | #REF! | 0 | 22 | 0 | 0 | 22 | 0 | 0 | 22
737.0 | Gyezer coil 2000W( Venus) | each | 1.0 | Paro | 30.0 | Group C | INDIA | 0 | BTN | #REF! | 0 | 1300 | 0 | 0 | 1300 | 0 | 0 | 1300
738.0 | Thermostat | each | 1.0 | Paro | 30.0 | Group C | INDIA | 0 | BTN | #REF! | 0 | 689 | 0 | 0 | 689 | 0 | 0 | 689
739.0 | Philips Master PL-L-4P 36 watts | each | 1.0 | Paro | 30.0 | Group C | INDIA | 0 | BTN | #REF! | 0 | 0 | 0 | 0 | 0 | 0 | 0 | 0
740.0 | Halogen dichroic lamp 2 pin type (muratti) 50watts | each | 1.0 | Paro | 30.0 | Group C | INDIA | 0 | BTN | #REF! | 0 | 0 | 0 | 0 | 0 | 0 | 0 | 0
741.0 | Phillips Ecotone PL-S 2 pin,11 watts | each | 1.0 | Paro | 30.0 | Group C | INDIA | 0 | BTN | #REF! | 0 | 0 | 0 | 0 | 0 | 0 | 0 | 0
742.0 | Gyezer jumpering wire | each | 1.0 | Paro | 30.0 | Group C | INDIA | 0 | BTN | #REF! | 0 | 65 | 0 | 0 | 65 | 0 | 0 | 65
743.0 | Hack saw | NA | 1.0 | Paro | 30.0 | Group C | INDIA | 0 | BTN | #REF! | 0 | 0 | 0 | 0 | 0 | 0 | 0 | 0
744.0 | Hack saw single | pcs | 1.0 | Paro | 30.0 | Group C | INDIA | 0 | BTN | #REF! | 0 | 12 | 0 | 0 | 12 | 0 | 0 | 12
745.0 | Hack saw double | pcs | 1.0 | Paro | 30.0 | Group C | INDIA | 0 | BTN | #REF! | 0 | 16 | 0 | 0 | 16 | 0 | 0 | 16
746.0 | hack saw frame | pcs | 1.0 | Paro | 30.0 | Group C | INDIA | 0 | BTN | #REF! | 0 | 110 | 0 | 0 | 110 | 0 | 0 | 110
747.0 | Generator | NA | 1.0 | Paro | 30.0 | Group C | INDIA | 0 | BTN | #REF! | 0 | 23000 | 0 | 0 | 23000 | 0 | 0 | 23000
748.0 | Portable generator, 25 kA- ac (Hero Honda) | each | 1.0 | Paro | 30.0 | Group C | INDIA | 0 | BTN | #REF! | 0 | 31800 | 0 | 0 | 31800 | 0 | 0 | 31800
749.0 | Pole | NA | 1.0 | Paro | 30.0 | Group C | INDIA | 0 | BTN | #REF! | 0 | 0 | 0 | 0 | 0 | 0 | 0 | 0
750.0 | Steel turbular pole, 8.5m length, 165.1 mm dia. Including pole cap | each | 1.0 | Paro | 30.0 | Group C | INDIA | 0 | BTN | #REF! | 0 | 0 | 0 | 0 | 0 | 0 | 0 | 0
751.0 | Paint | NA | 1.0 | Paro | 30.0 | Group C | INDIA | 0 | BTN | #REF! | 0 | 0 | 0 | 0 | 0 | 0 | 0 | 0
752.0 | Aluminium paint | ltr | 1.0 | Paro | 30.0 | Group C | INDIA | 0 | BTN | #REF! | 0 | 299 | 0 | 0 | 299 | 0 | 0 | 299
753.0 | Red oxide | ltr | 1.0 | Paro | 30.0 | Group C | INDIA | 0 | BTN | #REF! | 0 | 199 | 0 | 0 | 199 | 0 | 0 | 199
754.0 | Paint Brush & thinner | NA | 1.0 | Paro | 30.0 | Group C | INDIA | 0 | BTN | #REF! | 0 | 0 | 0 | 0 | 0 | 0 | 0 | 0
755.0 | Hard brush | each | 1.0 | Paro | 30.0 | Group C | INDIA | 0 | BTN | #REF! | 0 | 40 | 0 | 0 | 40 | 0 | 0 | 40
756.0 | paint brush | each | 1.0 | Paro | 30.0 | Group C | INDIA | 0 | BTN | #REF! | 0 | 50 | 0 | 0 | 50 | 0 | 0 | 50
757.0 | soft brush | each | 1.0 | Paro | 30.0 | Group C | INDIA | 0 | BTN | #REF! | 0 | 60 | 0 | 0 | 60 | 0 | 0 | 60
758.0 | thinner | ltr | 1.0 | Paro | 30.0 | Group C | INDIA | 0 | BTN | #REF! | 0 | 90 | 0 | 0 | 90 | 0 | 0 | 90
759.0 | Candle & strip light | NA | 1.0 | Paro | 30.0 | Group C | INDIA | 0 | BTN | #REF! | 0 | 0 | 0 | 0 | 0 | 0 | 0 | 0
760.0 | candle light bulb 9 watt (sets) 2-pin type/screw type | each | 1.0 | Paro | 30.0 | Group C | INDIA | 0 | BTN | #REF! | 0 | 45 | 0 | 0 | 45 | 0 | 0 | 45
761.0 | LED strip light, IP55-65, 9watt-15 watt sets with condenser/connverter | roll | 1.0 | Paro | 30.0 | Group C | INDIA | 0 | BTN | #REF! | 0 | 0 | 0 | 0 | 0 | 0 | 0 | 0
762.0 | LED strip light, IP55-65, 9watt-15 watt water proof sets with condenser/connverter | roll | 1.0 | Paro | 30.0 | Group C | INDIA | 0 | BTN | #REF! | 0 | 699 | 0 | 0 | 699 | 0 | 0 | 699
763.0 | UG cable jointing/ HEAT SHRINKABLE kits- YAMUNA | NA | 1.0 | Paro | 30.0 | Group C | INDIA | 0 | BTN | #REF! | 0 | 699 | 0 | 0 | 699 | 0 | 0 | 699
764.0 | a. 16mm, 4 core | sets | 1.0 | Paro | 30.0 | Group C | INDIA | 0 | BTN | #REF! | 0 | 0 | 0 | 0 | 0 | 0 | 0 | 0
765.0 | b. 25mm, 4 core | sets | 1.0 | Paro | 30.0 | Group C | INDIA | 0 | BTN | #REF! | 0 | 0 | 0 | 0 | 0 | 0 | 0 | 0
766.0 | c. 35mm, 4 core | sets | 1.0 | Paro | 30.0 | Group C | INDIA | 0 | BTN | #REF! | 0 | 0 | 0 | 0 | 0 | 0 | 0 | 0
767.0 | d. 55mm, 4 core | sets | 1.0 | Paro | 30.0 | Group C | INDIA | 0 | BTN | #REF! | 0 | 0 | 0 | 0 | 0 | 0 | 0 | 0
768.0 | e. 75mm, 4 core | sets | 1.0 | Paro | 30.0 | Group C | INDIA | 0 | BTN | #REF! | 0 | 0 | 0 | 0 | 0 | 0 | 0 | 0
769.0 | f. 85mm, 4 core | sets | 1.0 | Paro | 30.0 | Group C | INDIA | 0 | BTN | #REF! | 0 | 0 | 0 | 0 | 0 | 0 | 0 | 0
770.0 | g. 120mm, 4 core | sets | 1.0 | Paro | 30.0 | Group C | INDIA | 0 | BTN | #REF! | 0 | 0 | 0 | 0 | 0 | 0 | 0 | 0
771.0 | h. 150mm, 4 core | sets | 1.0 | Paro | 30.0 | Group C | INDIA | 0 | BTN | #REF! | 0 | 0 | 0 | 0 | 0 | 0 | 0 | 0
772.0 | i. 250mm, 4 core | sets | 1.0 | Paro | 30.0 | Group C | INDIA | 0 | BTN | #REF! | 0 | 0 | 0 | 0 | 0 | 0 | 0 | 0
773.0 | j. 300mm, 4 core | sets | 1.0 | Paro | 30.0 | Group C | INDIA | 0 | BTN | #REF! | 0 | 0 | 0 | 0 | 0 | 0 | 0 | 0
774.0 | k. 400mm, 4 core | sets | 1.0 | Paro | 30.0 | Group C | INDIA | 0 | BTN | #REF! | 0 | 0 | 0 | 0 | 0 | 0 | 0 | 0
775.0 | gas sprinkle burner (WELDKING/ CAN type) with nozzle top | sets | 1.0 | Paro | 30.0 | Group C | INDIA | 0 | BTN | #REF! | 0 | 0 | 0 | 0 | 0 | 0 | 0 | 0
776.0 | Minipillar | NA | 1.0 | Paro | 30.0 | Group C | INDIA | 0 | BTN | #REF! | 0 | 0 | 0 | 0 | 0 | 0 | 0 | 0
777.0 | a)Mini-electrical controlled pillar (mini pillar) including welded/fabrication with copper bus bar complete set (size: 0.6m x1m x 0.3m) | each | 1.0 | Paro | 30.0 | Group C | INDIA | 0 | BTN | #REF! | 0 | 0 | 0 | 0 | 0 | 0 | 0 | 0
778.0 | b)Mini-electrical controlled pillar (mini pillar) including welded/ fabrication with Aluminium bus bar complete set (size: 0.6m x1m x 0.3m) | each | 1.0 | Paro | 30.0 | Group C | INDIA | 0 | BTN | #REF! | 0 | 0 | 0 | 0 | 0 | 0 | 0 | 0
779.0 | WAGO/Wire Connector | NA | 1.0 | Paro | 30.0 | Group C | INDIA | 0 | BTN | #REF! | 0 | 0 | 0 | 0 | 0 | 0 | 0 | 0
780.0 | Wago (cable/wire connector/clipper)-4/6/8/10/12 ways | each | 1.0 | Paro | 30.0 | Group C | INDIA | 0 | BTN | #REF! | 0 | 0 | 0 | 0 | 0 | 0 | 0 | 0
781.0 | Sand Papper | NA | 1.0 | Paro | 30.0 | Group C | INDIA | 0 | BTN | #REF! | 0 | 0 | 0 | 0 | 0 | 0 | 0 | 0
782.0 | Sand papper (hard) | pcs | 1.0 | Paro | 30.0 | Group C | INDIA | 0 | BTN | #REF! | 0 | 5 | 0 | 0 | 5 | 0 | 0 | 5
783.0 | Sand papper (soft) | pcs | 1.0 | Paro | 30.0 | Group C | INDIA | 0 | BTN | #REF! | 0 | 18 | 0 | 0 | 18 | 0 | 0 | 18
784.0 | Allien Key | NA | 1.0 | Paro | 30.0 | Group C | INDIA | 0 | BTN | #REF! | 0 | 230 | 0 | 0 | 230 | 0 | 0 | 230
785.0 | 4mm | set | 1.0 | Paro | 30.0 | Group C | INDIA | 0 | BTN | #REF! | 0 | 230 | 0 | 0 | 230 | 0 | 0 | 230
786.0 | 6mm | set | 1.0 | Paro | 30.0 | Group C | INDIA | 0 | BTN | #REF! | 0 | 230 | 0 | 0 | 230 | 0 | 0 | 230
787.0 | 8mm | set | 1.0 | Paro | 30.0 | Group C | INDIA | 0 | BTN | #REF! | 0 | 230 | 0 | 0 | 230 | 0 | 0 | 230
788.0 | 10mm | set | 1.0 | Paro | 30.0 | Group C | INDIA | 0 | BTN | #REF! | 0 | 230 | 0 | 0 | 230 | 0 | 0 | 230
789.0 | 12mm | set | 1.0 | Paro | 30.0 | Group C | INDIA | 0 | BTN | #REF! | 0 | 230 | 0 | 0 | 230 | 0 | 0 | 230
790.0 | 16mm | set | 1.0 | Paro | 30.0 | Group C | INDIA | 0 | BTN | #REF! | 0 | 230 | 0 | 0 | 230 | 0 | 0 | 230
791.0 | 18mm | set | 1.0 | Paro | 30.0 | Group C | INDIA | 0 | BTN | #REF! | 0 | 230 | 0 | 0 | 230 | 0 | 0 | 230
792.0 | Cement (PoP/OPP, etc)-25kg | bags | 1.0 | Paro | 30.0 | Group C | INDIA | 0 | BTN | #REF! | 0 | 899 | 0 | 0 | 899 | 0 | 0 | 899
793.0 | Cable tie | NA | 1.0 | Paro | 30.0 | Group C | INDIA | 0 | BTN | #REF! | 0 | 0 | 0 | 0 | 0 | 0 | 0 | 0
794.0 | Nylone cable tie | pkt | 1.0 | Paro | 30.0 | Group C | INDIA | 0 | BTN | #REF! | 0 | 89 | 0 | 0 | 89 | 0 | 0 | 89
795.0 | TV Cable | NA | 1.0 | Paro | 30.0 | Group C | INDIA | 0 | BTN | #REF! | 0 | 0 | 0 | 0 | 0 | 0 | 0 | 0
796.0 | Optical fibre-TV cable | mtr | 1.0 | Paro | 30.0 | Group C | INDIA | 0 | BTN | #REF! | 0 | 21 | 0 | 0 | 21 | 0 | 0 | 21
797.0 | Pencil Battery/ Charger | NA | 1.0 | Paro | 30.0 | Group C | INDIA | 0 | BTN | #REF! | 0 | 0 | 0 | 0 | 0 | 0 | 0 | 0
798.0 | Pencil Battery/ Charger | PAIR | 1.0 | Paro | 30.0 | Group C | INDIA | 0 | BTN | #REF! | 0 | 0 | 0 | 0 | 0 | 0 | 0 | 0
799.0 | A.C. Charging pencil battery | pair | 1.0 | Paro | 30.0 | Group C | INDIA | 0 | BTN | #REF! | 0 | 60 | 0 | 0 | 60 | 0 | 0 | 60
800.0 | A.C chargeable-pencil battery charger/adapter Japan made | set | 1.0 | Paro | 30.0 | Group C | INDIA | 0 | BTN | #REF! | 0 | 0 | 0 | 0 | 0 | 0 | 0 | 0
801.0 | Pencil Battery-(ALKALINE DURA cell/AA or AAA type | pair | 1.0 | Paro | 30.0 | Group C | INDIA | 0 | BTN | #REF! | 0 | 0 | 0 | 0 | 0 | 0 | 0 | 0
802.0 | Mike cable/probs (copper fibre) | NA | 1.0 | Paro | 30.0 | Group C | INDIA | 0 | BTN | #REF! | 0 | 0 | 0 | 0 | 0 | 0 | 0 | 0
803.0 | probs with jack-connection,10 mtr | each | 1.0 | Paro | 30.0 | Group C | INDIA | 0 | BTN | #REF! | 0 | 0 | 0 | 0 | 0 | 0 | 0 | 0
804.0 | probs with jack-connection,20 mtr | each | 1.0 | Paro | 30.0 | Group C | INDIA | 0 | BTN | #REF! | 0 | 0 | 0 | 0 | 0 | 0 | 0 | 0
805.0 | probs with jack-connection,30 mtr | each | 1.0 | Paro | 30.0 | Group C | INDIA | 0 | BTN | #REF! | 0 | 0 | 0 | 0 | 0 | 0 | 0 | 0
806.0 | probs with jack-connection,40 mtr | each | 1.0 | Paro | 30.0 | Group C | INDIA | 0 | BTN | #REF! | 0 | 0 | 0 | 0 | 0 | 0 | 0 | 0
807.0 | Connection Jack | each | 1.0 | Paro | 30.0 | Group C | INDIA | 0 | BTN | #REF! | 0 | 0 | 0 | 0 | 0 | 0 | 0 | 0
808.0 | Soldering machine | each | 1.0 | Paro | 30.0 | Group C | INDIA | 0 | BTN | #REF! | 0 | 0 | 0 | 0 | 0 | 0 | 0 | 0
809.0 | Soldering iron | roll | 1.0 | Paro | 30.0 | Group C | INDIA | 0 | BTN | #REF! | 0 | 0 | 0 | 0 | 0 | 0 | 0 | 0
810.0 | MIKE | NA | 1.0 | Paro | 30.0 | Group C | INDIA | 0 | BTN | #REF! | 0 | 0 | 0 | 0 | 0 | 0 | 0 | 0
811.0 | Goose neck mike | each | 1.0 | Paro | 30.0 | Group C | INDIA | 0 | BTN | #REF! | 0 | 0 | 0 | 0 | 0 | 0 | 0 | 0
812.0 | Table mike | each | 1.0 | Paro | 30.0 | Group C | INDIA | 0 | BTN | #REF! | 0 | 0 | 0 | 0 | 0 | 0 | 0 | 0
813.0 | Shure mike | each | 1.0 | Paro | 30.0 | Group C | INDIA | 0 | BTN | #REF! | 0 | 0 | 0 | 0 | 0 | 0 | 0 | 0
814.0 | wire connector/nut cap(sample pic.) | NA | 1.0 | Paro | 30.0 | Group C | INDIA | 0 | BTN | #REF! | 0 | 0 | 0 | 0 | 0 | 0 | 0 | 0
815.0 | i) wire connector nut cap with all sizes in general | pcs | 1.0 | Paro | 30.0 | Group C | INDIA | 0 | BTN | #REF! | 0 | 0 | 0 | 0 | 0 | 0 | 0 | 0
816.0 | ii) wire connector nut cap with all sizes in general | pkt | 1.0 | Paro | 30.0 | Group C | INDIA | 0 | BTN | #REF! | 0 | 0 | 0 | 0 | 0 | 0 | 0 | 0
817.0 | Twin core copper conductor | NA | 1.0 | Paro | 30.0 | Group C | INDIA | 0 | BTN | #REF! | 0 | 0 | 0 | 0 | 0 | 0 | 0 | 0
818.0 | i) twin core copper conductor 2.5 sq.mm | mtr. | 1.0 | Paro | 30.0 | Group C | INDIA | 0 | BTN | #REF! | 0 | 0 | 0 | 0 | 0 | 0 | 0 | 0
819.0 | ii) twin core copper conductor 4 sq.mm | mtr | 1.0 | Paro | 30.0 | Group C | INDIA | 0 | BTN | #REF! | 0 | 0 | 0 | 0 | 0 | 0 | 0 | 0
820.0 | iii) twin core copper conductor 6 sq.mm | mtr | 1.0 | Paro | 30.0 | Group C | INDIA | 0 | BTN | #REF! | 0 | 0 | 0 | 0 | 0 | 0 | 0 | 0
821.0 | iv) twin core copper conductor 8 sq.mm | mtr | 1.0 | Paro | 30.0 | Group C | INDIA | 0 | BTN | #REF! | 0 | 0 | 0 | 0 | 0 | 0 | 0 | 0
822.0 | v) twin core copper conductor 2.5sq.mm | roll | 1.0 | Paro | 30.0 | Group C | INDIA | 0 | BTN | #REF! | 0 | 0 | 0 | 0 | 0 | 0 | 0 | 0
823.0 | vi) twin core copper conductor 4 sq.mm | roll | 1.0 | Paro | 30.0 | Group C | INDIA | 0 | BTN | #REF! | 0 | 0 | 0 | 0 | 0 | 0 | 0 | 0
824.0 | vii) twin core copper conductor 6 sq.mm | roll | 1.0 | Paro | 30.0 | Group C | INDIA | 0 | BTN | #REF! | 0 | 0 | 0 | 0 | 0 | 0 | 0 | 0
825.0 | viii) twin core copper conductor 8 sq.mm | roll | 1.0 | Paro | 30.0 | Group C | INDIA | 0 | BTN | #REF! | 0 | 0 | 0 | 0 | 0 | 0 | 0 | 0
826.0 | LED PAR CAN LIGHTS | each | 1.0 | Paro | 30.0 | Group C | INDIA | 0 | BTN | #REF! | 0 | 0 | 0 | 0 | 0 | 0 | 0 | 0
827.0 | a) 20W | each | 1.0 | Paro | 30.0 | Group C | INDIA | 0 | BTN | #REF! | 0 | 0 | 0 | 0 | 0 | 0 | 0 | 0
828.0 | b) 30W | each | 1.0 | Paro | 30.0 | Group C | INDIA | 0 | BTN | #REF! | 0 | 0 | 0 | 0 | 0 | 0 | 0 | 0
829.0 | c) 50W | each | 1.0 | Paro | 30.0 | Group C | INDIA | 0 | BTN | #REF! | 0 | 0 | 0 | 0 | 0 | 0 | 0 | 0
830.0 | Power Rail Lights | NA | 1.0 | Paro | 30.0 | Group C | INDIA | 0 | BTN | #REF! | 0 | 0 | 0 | 0 | 0 | 0 | 0 | 0
831.0 | a) 20W | each | 1.0 | Paro | 30.0 | Group C | INDIA | 0 | BTN | #REF! | 0 | 0 | 0 | 0 | 0 | 0 | 0 | 0
832.0 | b) 30W | each | 1.0 | Paro | 30.0 | Group C | INDIA | 0 | BTN | #REF! | 0 | 0 | 0 | 0 | 0 | 0 | 0 | 0
833.0 | Wash Light-20W | each | 1.0 | Paro | 30.0 | Group C | INDIA | 0 | BTN | #REF! | 0 | 0 | 0 | 0 | 0 | 0 | 0 | 0
834.0 | Ladders leaning (standing or extension): sample photo | NA | 1.0 | Paro | 30.0 | Group C | INDIA | 0 | BTN | #REF! | 0 | 9000 | 0 | 0 | 9000 | 0 | 0 | 9000
835.0 | a) Aluminium ladder-3 parts 3x12 rungs, working height-8 meters. | each | 1.0 | Paro | 30.0 | Group C | INDIA | 0 | BTN | #REF! | 0 | 17900 | 0 | 0 | 17900 | 0 | 0 | 17900
836.0 | b) Aluminium ladder-3 parts 3x10 rungs, working height-6.5 meters. | each | 1.0 | Paro | 30.0 | Group C | INDIA | 0 | BTN | #REF! | 0 | 16900 | 0 | 0 | 16900 | 0 | 0 | 16900
837.0 | c) Aluminium ladder-3 parts 3x9rungs, working height-5.5 meters. | each | 1.0 | Paro | 30.0 | Group C | INDIA | 0 | BTN | #REF! | 0 | 14900 | 0 | 0 | 14900 | 0 | 0 | 14900
838.0 | d) Aluminium ladder-3 parts 3x8 rungs, working height-5 meters. | each | 1.0 | Paro | 30.0 | Group C | INDIA | 0 | BTN | #REF! | 0 | 14800 | 0 | 0 | 14800 | 0 | 0 | 14800
839.0 | Change over switch | NA | 1.0 | Paro | 30.0 | Group C | INDIA | 0 | BTN | #REF! | 0 | 9000 | 0 | 0 | 9000 | 0 | 0 | 9000
840.0 | a) Change over switch 63Amps. | each | 1.0 | Paro | 30.0 | Group C | INDIA | 0 | BTN | #REF! | 0 | 2900 | 0 | 0 | 2900 | 0 | 0 | 2900
841.0 | b) Change over switch 100Amps | each | 1.0 | Paro | 30.0 | Group C | INDIA | 0 | BTN | #REF! | 0 | 3700 | 0 | 0 | 3700 | 0 | 0 | 3700
842.0 | c) Change over switch 125Amps | each | 1.0 | Paro | 30.0 | Group C | INDIA | 0 | BTN | #REF! | 0 | 4800 | 0 | 0 | 4800 | 0 | 0 | 4800
843.0 | Electrical line tester with battery | each | 1.0 | Paro | 30.0 | Group C | INDIA | 0 | BTN | #REF! | 0 | 399 | 0 | 0 | 399 | 0 | 0 | 399
844.0 | Red oxide Paint | ltr | 1.0 | Paro | 30.0 | Group C | INDIA | 0 | BTN | #REF! | 0 | 210 | 0 | 0 | 210 | 0 | 0 | 210
845.0 | Thinner Duco | ltr | 1.0 | Paro | 30.0 | Group C | INDIA | 0 | BTN | #REF! | 0 | 299 | 0 | 0 | 299 | 0 | 0 | 299
846.0 | Cement Primer | kg | 1.0 | Paro | 30.0 | Group C | INDIA | 0 | BTN | #REF! | 0 | 166 | 0 | 0 | 166 | 0 | 0 | 166
847.0 | Wire Brush | no | 1.0 | Paro | 30.0 | Group C | INDIA | 0 | BTN | #REF! | 0 | 42 | 0 | 0 | 42 | 0 | 0 | 42
848.0 | Iron Hinges 5" | no | 1.0 | Paro | 30.0 | Group C | INDIA | 0 | BTN | #REF! | 0 | 39 | 0 | 0 | 39 | 0 | 0 | 39
849.0 | Brass Tower Bolt 6" | set | 1.0 | Paro | 30.0 | Group C | INDIA | 0 | BTN | #REF! | 0 | 140 | 0 | 0 | 140 | 0 | 0 | 140
850.0 | Alluminium Hook & Eye 4", | set | 1.0 | Paro | 30.0 | Group C | INDIA | 0 | BTN | #REF! | 0 | 28 | 0 | 0 | 28 | 0 | 0 | 28
851.0 | Wood Screw 100mm | pkt | 1.0 | Paro | 30.0 | Group C | INDIA | 0 | BTN | #REF! | 0 | 85 | 0 | 0 | 85 | 0 | 0 | 85
852.0 | MS Nuts & Bolt full threaded all sizes | set | 1.0 | Paro | 30.0 | Group C | INDIA | 0 | BTN | #REF! | 0 | 179 | 0 | 0 | 179 | 0 | 0 | 179
853.0 | CGI Sheet Jindal(24 Guage) 6' 63 mm | no | 1.0 | Paro | 30.0 | Group C | INDIA | 0 | BTN | #REF! | 0 | 599 | 0 | 0 | 599 | 0 | 0 | 599
854.0 | PPGI Sheet Manaksia(0.5mm ) 10 feet long | no | 1.0 | Paro | 30.0 | Group C | INDIA | 0 | BTN | #REF! | 0 | 1610 | 0 | 0 | 1610 | 0 | 0 | 1610
855.0 | CP Bib Cock 1/2" | no | 1.0 | Paro | 30.0 | Group C | INDIA | 0 | BTN | #REF! | 0 | 499 | 0 | 0 | 499 | 0 | 0 | 499
856.0 | CP Toilet Paper Holder with lid | no | 1.0 | Paro | 30.0 | Group C | INDIA | 0 | BTN | #REF! | 0 | 299 | 0 | 0 | 299 | 0 | 0 | 299
857.0 | Linuminium carpet | sft | 1.0 | Paro | 30.0 | Group C | INDIA | 0 | BTN | #REF! | 0 | 17 | 0 | 0 | 17 | 0 | 0 | 17
858.0 | Mason Hammer 1 kg TATA | no | 1.0 | Paro | 30.0 | Group C | INDIA | 0 | BTN | #REF! | 0 | 166 | 0 | 0 | 166 | 0 | 0 | 166
859.0 | Crowbar 32 mm TATA | no | 1.0 | Paro | 30.0 | Group C | INDIA | 0 | BTN | #REF! | 0 | 1199 | 0 | 0 | 1199 | 0 | 0 | 1199
860.0 | Hax Saw Blade Single | no | 1.0 | Paro | 30.0 | Group C | INDIA | 0 | BTN | #REF! | 0 | 9 | 0 | 0 | 9 | 0 | 0 | 9
861.0 | Pipe vice 1/2-1" | no | 1.0 | Paro | 30.0 | Group C | INDIA | 0 | BTN | #REF! | 0 | 0 | 0 | 0 | 0 | 0 | 0 | 0
862.0 | Slide Wrench 12" | no | 1.0 | Paro | 30.0 | Group C | INDIA | 0 | BTN | #REF! | 0 | 535 | 0 | 0 | 535 | 0 | 0 | 535
863.0 | Plain Glass 8 mm black for office table | sft | 1.0 | Paro | 30.0 | Group C | INDIA | 0 | BTN | #REF! | 0 | 190 | 0 | 0 | 190 | 0 | 0 | 190
864.0 | wire nail 3" | kg | 1.0 | Paro | 30.0 | Group C | INDIA | 0 | BTN | #REF! | 0 | 79 | 0 | 0 | 79 | 0 | 0 | 79
865.0 | Canves Tarpoline 18x24" | no | 1.0 | Paro | 30.0 | Group C | INDIA | 0 | BTN | #REF! | 0 | 11500 | 0 | 0 | 11500 | 0 | 0 | 11500
866.0 | PVC Pipe 2"x10feet | no | 1.0 | Paro | 30.0 | Group C | INDIA | 0 | BTN | #REF! | 0 | 220 | 0 | 0 | 220 | 0 | 0 | 220
867.0 | PVC Elbow 2" | no | 1.0 | Paro | 30.0 | Group C | INDIA | 0 | BTN | #REF! | 0 | 55 | 0 | 0 | 55 | 0 | 0 | 55
868.0 | PVC Tee 2" | no | 1.0 | Paro | 30.0 | Group C | INDIA | 0 | BTN | #REF! | 0 | 59 | 0 | 0 | 59 | 0 | 0 | 59
869.0 | Sand paper round 4"50/60/80/100/120 | no | 1.0 | Paro | 30.0 | Group C | INDIA | 0 | BTN | #REF! | 0 | 6.9 | 0 | 0 | 6.9 | 0 | 0 | 6.9
870.0 | Floor Tiles 12"x12" all colour | pkt | 1.0 | Paro | 30.0 | Group C | INDIA | 0 | BTN | #REF! | 0 | 475 | 0 | 0 | 475 | 0 | 0 | 475
871.0 | Measuring Tape Fiber(10 mtrs) | no | 1.0 | Paro | 30.0 | Group C | INDIA | 0 | BTN | #REF! | 0 | 348 | 0 | 0 | 348 | 0 | 0 | 348
872.0 | MS Rod Steel 12 mm (TMT bars) | Kgs | 1.0 | Paro | 30.0 | Group C | INDIA | 0 | BTN | #REF! | 0 | 67 | 0 | 0 | 67 | 0 | 0 | 67
873.0 | faucet set complete, best quality/Jaquar or equavelent | set | 1.0 | Paro | 30.0 | Group C | INDIA | 0 | BTN | #REF! | 0 | 1569 | 0 | 0 | 1569 | 0 | 0 | 1569
874.0 | Alluminium Ladder 30 feet straight | no | 1.0 | Paro | 30.0 | Group C | INDIA | 0 | BTN | #REF! | 0 | 199 | 0 | 0 | 199 | 0 | 0 | 199
875.0 | Gyser coil (1500w) | no | 1.0 | Paro | 30.0 | Group C | INDIA | 0 | BTN | #REF! | 0 | 890 | 0 | 0 | 890 | 0 | 0 | 890
876.0 | Nylon Rope 20 mm | kg | 1.0 | Paro | 30.0 | Group C | INDIA | 0 | BTN | #REF! | 0 | 45 | 0 | 0 | 45 | 0 | 0 | 45
877.0 | Side cutting plier | no | 1.0 | Paro | 30.0 | Group C | INDIA | 0 | BTN | #REF! | 0 | 289 | 0 | 0 | 289 | 0 | 0 | 289
878.0 | Gutter 6' PVC | no | 1.0 | Paro | 30.0 | Group C | INDIA | 0 | BTN | #REF! | 0 | 599 | 0 | 0 | 599 | 0 | 0 | 599
879.0 | Wheel Barrow | no | 1.0 | Paro | 30.0 | Group C | INDIA | 0 | BTN | #REF! | 0 | 4200 | 0 | 0 | 4200 | 0 | 0 | 4200
880.0 | Ply wood 4'x 8' 6 mm | no | 1.0 | Paro | 30.0 | Group C | INDIA | 0 | BTN | #REF! | 0 | 548 | 0 | 0 | 548 | 0 | 0 | 548
881.0 | Brass Bib Cock 1/2" | no | 1.0 | Paro | 30.0 | Group C | INDIA | 0 | BTN | #REF! | 0 | 279 | 0 | 0 | 279 | 0 | 0 | 279
882.0 | Brass Gate Valve 4" | no | 1.0 | Paro | 30.0 | Group C | INDIA | 0 | BTN | #REF! | 0 | 8489 | 0 | 0 | 8489 | 0 | 0 | 8489
883.0 | Brass Unoin 1" | no | 1.0 | Paro | 30.0 | Group C | INDIA | 0 | BTN | #REF! | 0 | 489 | 0 | 0 | 489 | 0 | 0 | 489
884.0 | Plastic Float valve 1/2" | no | 1.0 | Paro | 30.0 | Group C | INDIA | 0 | BTN | #REF! | 0 | 549 | 0 | 0 | 549 | 0 | 0 | 549
885.0 | GI Nipple 1" x 4" long | no | 1.0 | Paro | 30.0 | Group C | INDIA | 0 | BTN | #REF! | 0 | 39 | 0 | 0 | 39 | 0 | 0 | 39
886.0 | Rubber paint all colour | ltr | 1.0 | Paro | 30.0 | Group C | INDIA | 0 | BTN | #REF! | 0 | 245 | 0 | 0 | 245 | 0 | 0 | 245
887.0 | Gold paint (bankok made)1/2ltr | ltr | 1.0 | Paro | 30.0 | Group C | INDIA | 0 | BTN | #REF! | 0 | 749 | 0 | 0 | 749 | 0 | 0 | 749
888.0 | Fevicol SH 1 kg | kg | 1.0 | Paro | 30.0 | Group C | INDIA | 0 | BTN | #REF! | 0 | 335 | 0 | 0 | 335 | 0 | 0 | 335
889.0 | Lime Brush 8" | no | 1.0 | Paro | 30.0 | Group C | INDIA | 0 | BTN | #REF! | 0 | 88 | 0 | 0 | 88 | 0 | 0 | 88
890.0 | Iron Hinges 4" | no | 1.0 | Paro | 30.0 | Group C | INDIA | 0 | BTN | #REF! | 0 | 28 | 0 | 0 | 28 | 0 | 0 | 28
891.0 | Brass Tower Bolt 4" | set | 1.0 | Paro | 30.0 | Group C | INDIA | 0 | BTN | #REF! | 0 | 85 | 0 | 0 | 85 | 0 | 0 | 85
892.0 | Alluminium Sliding Bolt 8" | set | 1.0 | Paro | 30.0 | Group C | INDIA | 0 | BTN | #REF! | 0 | 150 | 0 | 0 | 150 | 0 | 0 | 150
893.0 | Wood Screw 75mm | pkt | 1.0 | Paro | 30.0 | Group C | INDIA | 0 | BTN | #REF! | 0 | 85 | 0 | 0 | 85 | 0 | 0 | 85
894.0 | Aluminium Sheet | kgs | 1.0 | Paro | 30.0 | Group C | INDIA | 0 | BTN | #REF! | 0 | 449 | 0 | 0 | 449 | 0 | 0 | 449
895.0 | GI Ridging Jindal (24 Guage) 8' long 63 mm | no | 1.0 | Paro | 30.0 | Group C | INDIA | 0 | BTN | #REF! | 0 | 889 | 0 | 0 | 889 | 0 | 0 | 889
896.0 | PPGI Sheet Manaksia(0.5mm ) 8 feet long | no | 1.0 | Paro | 30.0 | Group C | INDIA | 0 | BTN | #REF! | 0 | 1288 | 0 | 0 | 1288 | 0 | 0 | 1288
897.0 | CP Hand Shower Set | set | 1.0 | Paro | 30.0 | Group C | INDIA | 0 | BTN | #REF! | 0 | 599 | 0 | 0 | 599 | 0 | 0 | 599
898.0 | CP Push Cock 15mm | no | 1.0 | Paro | 30.0 | Group C | INDIA | 0 | BTN | #REF! | 0 | 89 | 0 | 0 | 89 | 0 | 0 | 89
899.0 | PVC waste pipe 2" | no | 1.0 | Paro | 30.0 | Group C | INDIA | 0 | BTN | #REF! | 0 | 66 | 0 | 0 | 66 | 0 | 0 | 66
900.0 | Claw Hammer with steel handle TATA | no | 1.0 | Paro | 30.0 | Group C | INDIA | 0 | BTN | #REF! | 0 | 275 | 0 | 0 | 275 | 0 | 0 | 275
901.0 | Crowbar 26 mm TATA | no | 1.0 | Paro | 30.0 | Group C | INDIA | 0 | BTN | #REF! | 0 | 890 | 0 | 0 | 890 | 0 | 0 | 890
902.0 | Hax Saw Frame | no | 1.0 | Paro | 30.0 | Group C | INDIA | 0 | BTN | #REF! | 0 | 99 | 0 | 0 | 99 | 0 | 0 | 99
903.0 | Mirror Glass for Dressing 12"x36"-3mm | no | 1.0 | Paro | 30.0 | Group C | INDIA | 0 | BTN | #REF! | 0 | 275 | 0 | 0 | 275 | 0 | 0 | 275
904.0 | Slide Wrench 14" | no | 1.0 | Paro | 30.0 | Group C | INDIA | 0 | BTN | #REF! | 0 | 1099 | 0 | 0 | 1099 | 0 | 0 | 1099
905.0 | Plain Glass 8 mm | sft | 1.0 | Paro | 30.0 | Group C | INDIA | 0 | BTN | #REF! | 0 | 166 | 0 | 0 | 166 | 0 | 0 | 166
906.0 | Wire nail 2" | kg | 1.0 | Paro | 30.0 | Group C | INDIA | 0 | BTN | #REF! | 0 | 82 | 0 | 0 | 82 | 0 | 0 | 82
907.0 | Plastic Tarpoline 18"x 24" | no | 1.0 | Paro | 30.0 | Group C | INDIA | 0 | BTN | #REF! | 0 | 699 | 0 | 0 | 699 | 0 | 0 | 699
908.0 | PVC Door Bend 6" | no | 1.0 | Paro | 30.0 | Group C | INDIA | 0 | BTN | #REF! | 0 | 799 | 0 | 0 | 799 | 0 | 0 | 799
909.0 | PVC Socket 6" | no | 1.0 | Paro | 30.0 | Group C | INDIA | 0 | BTN | #REF! | 0 | 699 | 0 | 0 | 699 | 0 | 0 | 699
910.0 | PVC 'Y' 6" | no | 1.0 | Paro | 30.0 | Group C | INDIA | 0 | BTN | #REF! | 0 | 1290 | 0 | 0 | 1290 | 0 | 0 | 1290
911.0 | Sand Paper 50/60/80/100/120 | no | 1.0 | Paro | 30.0 | Group C | INDIA | 0 | BTN | #REF! | 0 | 6.8 | 0 | 0 | 6.8 | 0 | 0 | 6.8
912.0 | Wall Tiles glazed 8x6" all colour | pkt | 1.0 | Paro | 30.0 | Group C | INDIA | 0 | BTN | #REF! | 0 | 330 | 0 | 0 | 330 | 0 | 0 | 330
913.0 | CP Mixture Leg | no | 1.0 | Paro | 30.0 | Group C | INDIA | 0 | BTN | #REF! | 0 | 442 | 0 | 0 | 442 | 0 | 0 | 442
914.0 | MS Rod Steel 10 mm (TMT bars) | Kgs | 1.0 | Paro | 30.0 | Group C | INDIA | 0 | BTN | #REF! | 0 | 79 | 0 | 0 | 79 | 0 | 0 | 79
915.0 | W.C Pan Indian with Foot Rest | set | 1.0 | Paro | 30.0 | Group C | INDIA | 0 | BTN | #REF! | 0 | 599 | 0 | 0 | 599 | 0 | 0 | 599
916.0 | Alluminium Table ladder 8 feet | no | 1.0 | Paro | 30.0 | Group C | INDIA | 0 | BTN | #REF! | 0 | 6788 | 0 | 0 | 6788 | 0 | 0 | 6788
917.0 | Gyser Indicator | no | 1.0 | Paro | 30.0 | Group C | INDIA | 0 | BTN | #REF! | 0 | 650 | 0 | 0 | 650 | 0 | 0 | 650
918.0 | Nylon Rope 12 mm | kg | 1.0 | Paro | 30.0 | Group C | INDIA | 0 | BTN | #REF! | 0 | 199.9 | 0 | 0 | 199.9 | 0 | 0 | 199.9
919.0 | Screwdriver set | set | 1.0 | Paro | 30.0 | Group C | INDIA | 0 | BTN | #REF! | 0 | 215 | 0 | 0 | 215 | 0 | 0 | 215
920.0 | Gutter 8' PVC | no | 1.0 | Paro | 30.0 | Group C | INDIA | 0 | BTN | #REF! | 0 | 599 | 0 | 0 | 599 | 0 | 0 | 599
921.0 | Clay Foot rest for pan | pair | 1.0 | Paro | 30.0 | Group C | INDIA | 0 | BTN | #REF! | 0 | 0 | 0 | 0 | 0 | 0 | 0 | 0
922.0 | Ply wood 4'x 8' 4 mm | no | 1.0 | Paro | 30.0 | Group C | INDIA | 0 | BTN | #REF! | 0 | 449 | 0 | 0 | 449 | 0 | 0 | 449
923.0 | Brass Stop Cock 1" | no | 1.0 | Paro | 30.0 | Group C | INDIA | 0 | BTN | #REF! | 0 | 389 | 0 | 0 | 389 | 0 | 0 | 389
924.0 | Brass Gate Valve 3" | no | 1.0 | Paro | 30.0 | Group C | INDIA | 0 | BTN | #REF! | 0 | 5299 | 0 | 0 | 5299 | 0 | 0 | 5299
925.0 | Brass Union 1/2" | no | 1.0 | Paro | 30.0 | Group C | INDIA | 0 | BTN | #REF! | 0 | 399 | 0 | 0 | 399 | 0 | 0 | 399
926.0 | Brass Float Valve 11/2" with brass handle | no | 1.0 | Paro | 30.0 | Group C | INDIA | 0 | BTN | #REF! | 0 | 1699 | 0 | 0 | 1699 | 0 | 0 | 1699
927.0 | GI Nipple 1" x 2" long | no | 1.0 | Paro | 30.0 | Group C | INDIA | 0 | BTN | #REF! | 0 | 19.9 | 0 | 0 | 19.9 | 0 | 0 | 19.9
928.0 | GI Nipple 11/2"x 6" long | no | 1.0 | Paro | 30.0 | Group C | INDIA | 0 | BTN | #REF! | 0 | 89 | 0 | 0 | 89 | 0 | 0 | 89
929.0 | Bhutanese Mud Paint(Satshon) all colour | kg | 1.0 | Paro | 30.0 | Group C | INDIA | 0 | BTN | #REF! | 0 | 69.9 | 0 | 0 | 69.9 | 0 | 0 | 69.9
930.0 | Alluminium Paint | ltr | 1.0 | Paro | 30.0 | Group C | INDIA | 0 | BTN | #REF! | 0 | 345 | 0 | 0 | 345 | 0 | 0 | 345
931.0 | Melaman Polish glossy | kg | 1.0 | Paro | 30.0 | Group C | INDIA | 0 | BTN | #REF! | 0 | 399 | 0 | 0 | 399 | 0 | 0 | 399
932.0 | Painting Brush 3" | no | 1.0 | Paro | 30.0 | Group C | INDIA | 0 | BTN | #REF! | 0 | 39.9 | 0 | 0 | 39.9 | 0 | 0 | 39.9
933.0 | Iron Hinges 2" | no | 1.0 | Paro | 30.0 | Group C | INDIA | 0 | BTN | #REF! | 0 | 11.9 | 0 | 0 | 11.9 | 0 | 0 | 11.9
934.0 | Alluminium Tower Bolt 6" | set | 1.0 | Paro | 30.0 | Group C | INDIA | 0 | BTN | #REF! | 0 | 66 | 0 | 0 | 66 | 0 | 0 | 66
935.0 | Alluminium Sliding Bolt 4" | set | 1.0 | Paro | 30.0 | Group C | INDIA | 0 | BTN | #REF! | 0 | 52 | 0 | 0 | 52 | 0 | 0 | 52
936.0 | Wood Screw 45mm | pkt | 1.0 | Paro | 30.0 | Group C | INDIA | 0 | BTN | #REF! | 0 | 65 | 0 | 0 | 65 | 0 | 0 | 65
937.0 | PGI Sheet 3' | mtr | 1.0 | Paro | 30.0 | Group C | INDIA | 0 | BTN | #REF! | 0 | 199 | 0 | 0 | 199 | 0 | 0 | 199
938.0 | Roofing screw 3" | kg | 1.0 | Paro | 30.0 | Group C | INDIA | 0 | BTN | #REF! | 0 | 163 | 0 | 0 | 163 | 0 | 0 | 163
939.0 | CGI Sheet Jindal(24Guage) 12' 63 mm | no | 1.0 | Paro | 30.0 | Group C | INDIA | 0 | BTN | #REF! | 0 | 1699 | 0 | 0 | 1699 | 0 | 0 | 1699
940.0 | Bath Tube (porcelain) | no | 1.0 | Paro | 30.0 | Group C | INDIA | 0 | BTN | #REF! | 0 | 0 | 0 | 0 | 0 | 0 | 0 | 0
941.0 | CP waste Caupling 40 mm | no | 1.0 | Paro | 30.0 | Group C | INDIA | 0 | BTN | #REF! | 0 | 340 | 0 | 0 | 340 | 0 | 0 | 340
942.0 | PVC Connection Pipe 1/2"x24" | no | 1.0 | Paro | 30.0 | Group C | INDIA | 0 | BTN | #REF! | 0 | 179 | 0 | 0 | 179 | 0 | 0 | 179
943.0 | Shovel Round Nose TATA | no | 1.0 | Paro | 30.0 | Group C | INDIA | 0 | BTN | #REF! | 0 | 399 | 0 | 0 | 399 | 0 | 0 | 399
944.0 | Dressing Hammer 1kg TATA | no | 1.0 | Paro | 30.0 | Group C | INDIA | 0 | BTN | #REF! | 0 | 299 | 0 | 0 | 299 | 0 | 0 | 299
945.0 | Jute Foot Mate (3' x 6') | no | 1.0 | Paro | 30.0 | Group C | INDIA | 0 | BTN | #REF! | 0 | 2400 | 0 | 0 | 2400 | 0 | 0 | 2400
946.0 | Flexible pipe 1" | mtr | 1.0 | Paro | 30.0 | Group C | INDIA | 0 | BTN | #REF! | 0 | 88 | 0 | 0 | 88 | 0 | 0 | 88
947.0 | Pipe Wrench 24" | no | 1.0 | Paro | 30.0 | Group C | INDIA | 0 | BTN | #REF! | 0 | 1366 | 0 | 0 | 1366 | 0 | 0 | 1366
948.0 | Plain Glass 4mm | sft | 1.0 | Paro | 30.0 | Group C | INDIA | 0 | BTN | #REF! | 0 | 56 | 0 | 0 | 56 | 0 | 0 | 56
949.0 | Wire nail 1" | kg | 1.0 | Paro | 30.0 | Group C | INDIA | 0 | BTN | #REF! | 0 | 82 | 0 | 0 | 82 | 0 | 0 | 82
950.0 | Plastic Tarpoline 12x9" | no | 1.0 | Paro | 30.0 | Group C | INDIA | 0 | BTN | #REF! | 0 | 399 | 0 | 0 | 399 | 0 | 0 | 399
951.0 | PVC Door Bend 3" | no | 1.0 | Paro | 30.0 | Group C | INDIA | 0 | BTN | #REF! | 0 | 115 | 0 | 0 | 115 | 0 | 0 | 115
952.0 | PVC Socket 3" | no | 1.0 | Paro | 30.0 | Group C | INDIA | 0 | BTN | #REF! | 0 | 66 | 0 | 0 | 66 | 0 | 0 | 66
953.0 | PVC 'Y' 3" | no | 1.0 | Paro | 30.0 | Group C | INDIA | 0 | BTN | #REF! | 0 | 138 | 0 | 0 | 138 | 0 | 0 | 138
954.0 | PVC Trap 4" | no | 1.0 | Paro | 30.0 | Group C | INDIA | 0 | BTN | #REF! | 0 | 239 | 0 | 0 | 239 | 0 | 0 | 239
955.0 | Plastic Sheet Thin 3 feet | mtr | 1.0 | Paro | 30.0 | Group C | INDIA | 0 | BTN | #REF! | 0 | 390 | 0 | 0 | 390 | 0 | 0 | 390
956.0 | Measuring Tape Steel (3mtrs). | no | 1.0 | Paro | 30.0 | Group C | INDIA | 0 | BTN | #REF! | 0 | 89 | 0 | 0 | 89 | 0 | 0 | 89
957.0 | MS Rod Steel 6 mm (TMT bars) | Kgs | 1.0 | Paro | 30.0 | Group C | INDIA | 0 | BTN | #REF! | 0 | 67 | 0 | 0 | 67 | 0 | 0 | 67
958.0 | Half Roung File for Ara | no | 1.0 | Paro | 30.0 | Group C | INDIA | 0 | BTN | #REF! | 0 | 75 | 0 | 0 | 75 | 0 | 0 | 75
959.0 | Wire mesh 2 mm | sft | 1.0 | Paro | 30.0 | Group C | INDIA | 0 | BTN | #REF! | 0 | 27 | 0 | 0 | 27 | 0 | 0 | 27
960.0 | Geyser 100 ltrs Vertical Venus | no | 1.0 | Paro | 30.0 | Group C | INDIA | 0 | BTN | #REF! | 0 | 17990 | 0 | 0 | 17990 | 0 | 0 | 17990
961.0 | Leather Gloves | pair | 1.0 | Paro | 30.0 | Group C | INDIA | 0 | BTN | #REF! | 0 | 350 | 0 | 0 | 350 | 0 | 0 | 350
962.0 | Iron press heavy with water diffuser | no | 1.0 | Paro | 30.0 | Group C | INDIA | 0 | BTN | #REF! | 0 | 3699 | 0 | 0 | 3699 | 0 | 0 | 3699
963.0 | GI Wire (8SWG) | kg | 1.0 | Paro | 30.0 | Group C | INDIA | 0 | BTN | #REF! | 0 | 109 | 0 | 0 | 109 | 0 | 0 | 109
964.0 | Lock for Gutter | no | 1.0 | Paro | 30.0 | Group C | INDIA | 0 | BTN | #REF! | 0 | 145 | 0 | 0 | 145 | 0 | 0 | 145
965.0 | Particle board 4'x 8' 12mm | no | 1.0 | Paro | 30.0 | Group C | INDIA | 0 | BTN | #REF! | 0 | 1299 | 0 | 0 | 1299 | 0 | 0 | 1299
966.0 | Ply wood 4'x 8' 20 mm | no | 1.0 | Paro | 30.0 | Group C | INDIA | 0 | BTN | #REF! | 0 | 1890 | 0 | 0 | 1890 | 0 | 0 | 1890
967.0 | Brass Gate Valve 11/2" | no | 1.0 | Paro | 30.0 | Group C | INDIA | 0 | BTN | #REF! | 0 | 1459 | 0 | 0 | 1459 | 0 | 0 | 1459
968.0 | Brass Angle Cock 1/2" | no | 1.0 | Paro | 30.0 | Group C | INDIA | 0 | BTN | #REF! | 0 | 495 | 0 | 0 | 495 | 0 | 0 | 495
969.0 | Brass Float Valve 1" with brass handle | no | 1.0 | Paro | 30.0 | Group C | INDIA | 0 | BTN | #REF! | 0 | 1129 | 0 | 0 | 1129 | 0 | 0 | 1129
970.0 | GI Nipple 1/2" x 4" long | no | 1.0 | Paro | 30.0 | Group C | INDIA | 0 | BTN | #REF! | 0 | 19 | 0 | 0 | 19 | 0 | 0 | 19
971.0 | GI Nipple 11/2"x 2" long | no | 1.0 | Paro | 30.0 | Group C | INDIA | 0 | BTN | #REF! | 0 | 46 | 0 | 0 | 46 | 0 | 0 | 46
972.0 | Primer paint | ltr | 1.0 | Paro | 30.0 | Group C | INDIA | 0 | BTN | #REF! | 0 | 189 | 0 | 0 | 189 | 0 | 0 | 189
973.0 | Tarpoline Oil | ltr | 1.0 | Paro | 30.0 | Group C | INDIA | 0 | BTN | #REF! | 0 | 83 | 0 | 0 | 83 | 0 | 0 | 83
974.0 | White Cement 1kg | kg | 1.0 | Paro | 30.0 | Group C | INDIA | 0 | BTN | #REF! | 0 | 39 | 0 | 0 | 39 | 0 | 0 | 39
975.0 | Alluminium Door Handle 2" | no | 1.0 | Paro | 30.0 | Group C | INDIA | 0 | BTN | #REF! | 0 | 20 | 0 | 0 | 20 | 0 | 0 | 20
976.0 | Brass Hinges 2" | no | 1.0 | Paro | 30.0 | Group C | INDIA | 0 | BTN | #REF! | 0 | 35 | 0 | 0 | 35 | 0 | 0 | 35
977.0 | Brass Tower Bolt 8 " | set | 1.0 | Paro | 30.0 | Group C | INDIA | 0 | BTN | #REF! | 0 | 169 | 0 | 0 | 169 | 0 | 0 | 169
978.0 | Alluminium Hook & Eye 6", | set | 1.0 | Paro | 30.0 | Group C | INDIA | 0 | BTN | #REF! | 0 | 29 | 0 | 0 | 29 | 0 | 0 | 29
979.0 | Brass Wood screw 20mm | pkt | 1.0 | Paro | 30.0 | Group C | INDIA | 0 | BTN | #REF! | 0 | 225 | 0 | 0 | 225 | 0 | 0 | 225
980.0 | MS Nuts & Bolt Half threaded all sizes | set | 1.0 | Paro | 30.0 | Group C | INDIA | 0 | BTN | #REF! | 0 | 19 | 0 | 0 | 19 | 0 | 0 | 19
981.0 | CGI Sheet Jindal(24 Guage) 7' 63 mm | no | 1.0 | Paro | 30.0 | Group C | INDIA | 0 | BTN | #REF! | 0 | 890 | 0 | 0 | 890 | 0 | 0 | 890
982.0 | PPGI Sheet Manaksia(0.5mm ) 12 feet long | no | 1.0 | Paro | 30.0 | Group C | INDIA | 0 | BTN | #REF! | 0 | 1932 | 0 | 0 | 1932 | 0 | 0 | 1932
983.0 | CP angle cock 1/2" | no | 1.0 | Paro | 30.0 | Group C | INDIA | 0 | BTN | #REF! | 0 | 440 | 0 | 0 | 440 | 0 | 0 | 440
984.0 | CP Towel Ring | no | 1.0 | Paro | 30.0 | Group C | INDIA | 0 | BTN | #REF! | 0 | 350 | 0 | 0 | 350 | 0 | 0 | 350
985.0 | Synthetic carpet | sft | 1.0 | Paro | 30.0 | Group C | INDIA | 0 | BTN | #REF! | 0 | 23 | 0 | 0 | 23 | 0 | 0 | 23
986.0 | Mason Hammer 2 kgs TATA | no | 1.0 | Paro | 30.0 | Group C | INDIA | 0 | BTN | #REF! | 0 | 172 | 0 | 0 | 172 | 0 | 0 | 172
987.0 | Axe TATA | no | 1.0 | Paro | 30.0 | Group C | INDIA | 0 | BTN | #REF! | 0 | 1150 | 0 | 0 | 1150 | 0 | 0 | 1150
988.0 | Hax saw Blade Double | no | 1.0 | Paro | 30.0 | Group C | INDIA | 0 | BTN | #REF! | 0 | 16 | 0 | 0 | 16 | 0 | 0 | 16
989.0 | Pipe Vice 1"-2" | no | 1.0 | Paro | 30.0 | Group C | INDIA | 0 | BTN | #REF! | 0 | 3499 | 0 | 0 | 3499 | 0 | 0 | 3499
990.0 | Dail Wrench (set) | set | 1.0 | Paro | 30.0 | Group C | INDIA | 0 | BTN | #REF! | 0 | 320 | 0 | 0 | 320 | 0 | 0 | 320
991.0 | Glass Cutter | no | 1.0 | Paro | 30.0 | Group C | INDIA | 0 | BTN | #REF! | 0 | 435 | 0 | 0 | 435 | 0 | 0 | 435
992.0 | Wire nail 4" | kg | 1.0 | Paro | 30.0 | Group C | INDIA | 0 | BTN | #REF! | 0 | 79 | 0 | 0 | 79 | 0 | 0 | 79
993.0 | Polithine tube | kgs | 1.0 | Paro | 30.0 | Group C | INDIA | 0 | BTN | #REF! | 0 | 119 | 0 | 0 | 119 | 0 | 0 | 119
994.0 | PVC Pipe 3"x10feet | no | 1.0 | Paro | 30.0 | Group C | INDIA | 0 | BTN | #REF! | 0 | 358 | 0 | 0 | 358 | 0 | 0 | 358
995.0 | PVC Elbow 3" | no | 1.0 | Paro | 30.0 | Group C | INDIA | 0 | BTN | #REF! | 0 | 74 | 0 | 0 | 74 | 0 | 0 | 74
996.0 | PVC Tee 3" | no | 1.0 | Paro | 30.0 | Group C | INDIA | 0 | BTN | #REF! | 0 | 106 | 0 | 0 | 106 | 0 | 0 | 106
997.0 | Sand paper round 6"50/60/80/100/121 | no | 1.0 | Paro | 30.0 | Group C | INDIA | 0 | BTN | #REF! | 0 | 6.9 | 0 | 0 | 6.9 | 0 | 0 | 6.9
998.0 | Lime Ready made | kgs | 1.0 | Paro | 30.0 | Group C | INDIA | 0 | BTN | #REF! | 0 | 45 | 0 | 0 | 45 | 0 | 0 | 45
999.0 | Measuring Tape Fiber(30 mtrs). | no | 1.0 | Paro | 30.0 | Group C | INDIA | 0 | BTN | #REF! | 0 | 379 | 0 | 0 | 379 | 0 | 0 | 379
1000.0 | MS Rod Steel 16 mm (TMT bars) | Kgs | 1.0 | Paro | 30.0 | Group C | INDIA | 0 | BTN | #REF! | 0 | 66 | 0 | 0 | 66 | 0 | 0 | 66